{"text_format":"1","workbook":"xlsx","n_sheets":17,"sheets":["main","light_config","irradiance","bulbs","light_sim_data","occ_sim_data","occ_start_states","tpm1_wd","tpm1_we","tpm2_wd","tpm2_we","tpm3_wd","tpm3_we","tpm4_wd","tpm4_we","tpm5_wd","tpm5_we"],"not_rendered":{"charts":4,"images":0,"macros":1,"external_links":0,"defined_names":11,"comments":0,"pivot_tables":0},"unopened":[],"bounds":{"document_bytes":16777216,"sheet_cells":100000,"rows_first":2000,"rows_last":500,"rows_between":2000,"halvings":0,"cell_chars":16384,"cell_head_chars":4096},"cells_cut":0,"cells_raw":0,"read":"whole","date_system":"1900"}

{"sheet":"main","index":0,"n_rows":42,"n_cols":12,"rows_kept":42,"cut":false,"hidden":false,"merged":[]}
[null,"Domestic Lighting Model - Simulation Example"]
[]
[null,"Ian Richardson and Murray Thomson",null,null,null,null,null,"Simulation Inputs"]
[null,"CREST (Centre for Renewable Energy Systems Technology),",null,null,null,null,null,"1. Specify the number of residents in the house:",null,null,2,"(Specify 1 to 5)"]
[null,"Department of Electronic and Electrical Engineering",null,null,null,null,null,"2. Specify either a weekday (wd) or weekend (we):",null,null,"wd","(Specify 'wd' or 'we')"]
[null,"Loughborough University, Leicestershire LE11 3TU, UK",null,null,null,null,null,"3. Select the month of the year:",null,null,4,"(Specify 1 to 12)"]
[null,"Tel. +44 1509 635326. Email address: I.W.Richardson@lboro.ac.uk",null,null,null,null,null,"4. Run the model by clicking the button to the right:"]
[]
[null,"Supporting occupancy data sets derived from the UK 2000 Time Use Survey data:"]
[null,"Ipsos-RSL and Office for National Statistics, United Kingdom Time Use Survey, "]
[null,"2000 (Computer File), third ed., UK Data Archive (distributor), Colchester, Essex, September 2003, SN: 4504."]
[]
[null,"Sample irradiance profiles are provided from the CREST irradiance database, CREST, Loughborough University."]
[]
[]
[null,null,"Lighting demand simulation output for a single dwelling for 24 hours (at a one minute resolution.)"]
[]
[]
[]
[]
[]
[]
[]
[]
[]
[]
[]
[]
[]
[]
[]
[]
[]
[]
[]
[]
[]
[]
[]
[]
[]
[null,"All bulbs are assumed to be switched off at the start of the simulation."]

{"sheet":"light_config","index":1,"n_rows":63,"n_cols":19,"rows_kept":63,"cut":false,"hidden":false,"merged":[]}
[null,"Lighting Model Configuration"]
[]
[null,"1. General configuration",null,null,null,"Mean","S.D."]
[null,null,null,"House external global irradiance threshold",null,60,10,"W/m2"]
[]
[]
[null,null,null,null,null,null,null,null,null,null,null,null,null,null,null,null,null,"Random variable, X","Relative bulb use"]
[null,"2. Relative bulb use weighting",null,"This represents the concept that some bulbs are used more frequently than others in a house.",null,null,null,null,null,null,null,null,null,null,null,null,null,null,"weighting"]
[]
[null,null,null,null,null,null,null,null,null,null,null,null,null,null,null,null,null,0.01,{"$f":"-LN(R10)","v":4.6051701859880909}]
[null,null,null,null,null,null,null,null,null,null,null,null,null,null,null,null,null,0.05,{"$f":"-LN(R11)","v":2.9957322735539909}]
[null,null,null,null,null,null,null,null,null,null,null,null,null,null,null,null,null,0.1,2.3025850929940455]
[null,null,null,null,null,null,null,null,null,null,null,null,null,null,null,null,null,0.15,1.8971199848858813]
[null,null,null,null,null,null,null,null,null,null,null,null,null,null,null,null,null,0.2,1.6094379124341003]
[null,null,null,null,null,null,null,null,null,null,null,null,null,null,null,null,null,0.25,1.3862943611198906]
[null,null,null,null,null,null,null,null,null,null,null,null,null,null,null,null,null,0.3,1.2039728043259361]
[null,null,null,null,null,null,null,null,null,null,null,null,null,null,null,null,null,0.35,1.0498221244986778]
[null,null,null,null,null,null,null,null,null,null,null,null,null,null,null,null,null,0.4,0.916290731874155]
[null,null,null,"Curve is of the form: h(t) = - Ln(X)",null,null,null,null,null,null,null,null,null,null,null,null,null,0.45,0.79850769621777162]
[null,null,null,null,null,null,null,null,null,null,null,null,null,null,null,null,null,0.5,0.69314718055994529]
[null,null,null,null,null,null,null,null,null,null,null,null,null,null,null,null,null,0.55000000000000004,0.59783700075562041]
[null,"3. Calibration scalar",null,"This calibration scaler is used to calibrate the model to so that it provides a particular average output over a large number of runs.",null,null,null,null,null,null,null,null,null,null,null,null,null,0.6,0.51082562376599072]
[null,null,null,null,null,null,null,null,null,null,null,null,null,null,null,null,null,0.65,0.43078291609245423]
[null,null,null,"Calibration scalar","z",8.1536863966770508E-3,null,null,null,null,null,null,null,null,null,null,null,0.7,0.35667494393873245]
[null,null,null,null,null,null,null,null,null,null,null,null,null,null,null,null,null,0.75,0.2876820724517809]
[null,null,null,null,null,null,null,null,null,null,null,null,null,null,null,null,null,0.8,0.22314355131420971]
[null,null,null,null,null,null,null,null,null,null,null,null,null,null,null,null,null,0.85,0.16251892949777494]
[null,null,null,null,null,null,null,null,null,null,null,null,null,null,null,null,null,0.9,0.10536051565782628]
[null,"4. Effective occupancy",null,"Effective occupancy represents the sharing of light use.",null,null,null,null,null,null,null,null,null,null,null,null,null,0.95,5.1293294387550578E-2]
[null,null,null,null,null,null,null,null,null,null,null,null,null,null,null,null,null,1,0]
[null,null,null,"Derived from:","U.S. Department of Energy, Energy Information Administration, 1993 Residential Energy Consumption Survey, "]
[null,null,null,null,"Mean Annual Electricity Consumption for Lighting, by Family Income by Number of Household Members"]
[]
[]
[null,null,null,"Number of ","Effective"]
[null,null,null,"active occupants","occupancy"]
[null,null,null,0,0]
[null,null,null,1,1]
[null,null,null,2,1.5281456953642385]
[null,null,null,3,1.6937086092715232]
[null,null,null,4,1.9834437086092715]
[null,null,null,5,2.0943708609271523]
[]
[]
[]
[]
[null,"5. Lighting event duration model",null,"This model defines how long a bulb will stay on for, if a switch-on event occurs."]
[]
[null,null,null,"Source:","M. Stokes, M. Rylatt, K. Lomas, A simple model of domestic lighting demand, Energy and Buildings 36 (2004) 103-116"]
[]
[]
[]
[null,"range of equal","lower value","upper value","cumulative"]
[null,"probability number","(minutes)","(minutes)","probability"]
[null,1,1,1,{"$f":"B55/$B$63","v":0.1111111111111111}]
[null,2,2,2,0.22222222222222221]
[null,3,3,4,0.33333333333333331]
[null,4,5,8,0.44444444444444442]
[null,5,9,16,0.55555555555555558]
[null,6,17,27,0.66666666666666663]
[null,7,28,49,0.77777777777777779]
[null,8,50,91,0.88888888888888884]
[null,9,92,259,1]

{"sheet":"irradiance","index":2,"n_rows":1451,"n_cols":16,"rows_kept":1451,"cut":false,"hidden":false,"merged":[]}
["Sample irradiance profile data sheet"]
[]
["Example irradiance data is provided from the CREST irradiance database for Loughborough."]
["The data is filtered to a one minute exponential moving average (with weighting factor 0.1)."]
[]
[]
[]
[]
["Minute","Time","Selected ",null,"Sample irradiance profiles (Watts per meter square)",null,null,null,null,"(Times are local GMT or BST as per day light saving time dates.)"]
["of day","reference","irradiance profile",null,"January","February","March","April","May","June","July","August","September","October","November","December"]
[null,null,"(W/m2)",null,1,2,3,4,5,6,7,8,9,10,11,12]
[1,{"$f":"(A12-1)/(24*60)","v":"00:00:00"},{"$f":"H12","v":0},null,1.7606735229492201,0,0,0,3.5236289501190199,1.54442298412323,2.6578450202941899,0,0,0,0,0]
[2,{"$f":"(A13-1)/(24*60)","v":"00:01:00"},0,null,1.7794395446777362,0,0,0,3.5421545505523691,1.7361054778099059,2.6763705253601078,3.0812901258468601E-2,0,0,0,0]
[3,{"$f":"(A14-1)/(24*60)","v":"00:02:00"},0,null,1.7131533050537127,0,0,0,3.4722491025924689,1.9209070289134984,2.6807561731338501,5.2495311498641936E-2,0,0,0,0]
[4,{"$f":"(A15-1)/(24*60)","v":"00:03:00"},0,null,1.6980521163940445,0,0,0,3.4588615822792059,2.0254137352705004,2.7710926547050483,5.3483980491757364E-2,0,0,0,0]
[5,"00:04:00",0,null,1.7082006706237811,0,0,0,3.3787599260807042,2.1194697709918024,2.7474805844783785,7.2899282808601834E-2,0,0,0,0]
[6,"00:05:00",0,null,1.68387756706238,0,0,0,3.4365361322641377,2.0188649975097182,2.5653601288461685,6.5609354527741651E-2,0,0,0,0]
[7,"00:06:00",0,null,1.7527811464157121,0,0,0,3.3711434176278119,2.1383395865114934,2.5683704197106358,0.1085758198070079,0,0,0,0]
[8,"00:07:00",0,null,1.8360082807975791,0,0,0,3.2379988644163618,2.184051931609428,2.5092649799314972,0.11000553790636811,0,0,0,0]
[9,"00:08:00",0,null,1.9534206363115711,0,0,0,3.1924598765648136,2.1696165269998162,2.4560700841302725,0.142294183587205,0,0,0,0]
[10,"00:09:00",0,null,2.0635534261960391,0,0,0,3.2688660876998359,2.2864922642458185,2.5255859661896571,0.16511576641962372,0,0,0,0]
[11,"00:10:00",0,null,2.1916673065988963,0,0,0,3.2758168688758365,2.2247617327942288,2.4522333713292661,0.16712969037323094,0,0,0,0]
[12,"00:11:00",0,null,2.2034652365835377,0,0,0,3.3068362752804887,2.1073895648515673,2.4665563379454234,0.17518042170192805,0,0,0,0]
[13,"00:12:00",0,null,2.2428664088480361,0,0,0,3.2914645564743639,2.1499587138351606,2.4486341960484643,0.16390057967471489,0,0,0,0]
[14,"00:13:00",0,null,2.2641924846380377,0,0,0,3.2651535891463244,2.1945091462007285,2.5003681856919697,0.166036022302813,0,0,0,0]
[15,"00:14:00",0,null,2.2880910004564612,0,0,0,3.2972393235239279,2.0431111314181498,2.4790648590203559,0.15567062021551134,0,0,0,0]
[16,"00:15:00",0,null,2.3633781223346433,0,0,0,3.1529595912104451,2.1478737287179239,2.4228407714375644,0.14634175833693983,0,0,0,0]
[17,"00:16:00",0,null,2.4270311548277421,0,0,0,3.0663971239869841,2.2173963629414684,2.4401029980428919,0.19352228406040525,0,0,0,0]
[18,"00:17:00",0,null,2.5372706968156709,0,0,0,3.0440674186836225,2.3047304370889106,2.4371134969217696,0.19893375602038493,0,0,0,0]
[19,"00:18:00",0,null,2.6121954368264868,0,0,0,3.0920235718271627,2.3338036971291034,2.3788463472685026,0.20985328167681505,0,0,0,0]
[20,"00:19:00",0,null,2.706729219559854,0,0,0,3.0671312217397833,2.2055273327529541,2.3326441108608962,0.21968085476760216,0,0,0,0]
[21,"00:20:00",0,null,2.8078092272913691,0,0,0,3.0447281066611418,2.1271296030253266,2.2167709999762226,0.25952747084800132,0,0,0,0]
[22,"00:21:00",0,null,2.9129997553678963,0,0,0,3.0122779963047805,2.093622644481369,2.1620125949515923,0.30767682151291131,0,0,0,0]
[23,"00:22:00",0,null,3.0661219294893098,0,0,0,3.1004641971854712,2.1748085854089032,2.1560192269206659,0.29543463995718983,0,0,0,0]
[24,"00:23:00",0,null,3.0691540541673321,0,0,0,3.0562022794963433,2.2478759322436841,2.1566743995655133,0.29670407721993941,0,0,0,0]
[25,"00:24:00",0,null,3.187903169014271,0,0,0,3.1277087452722951,2.3382112294917277,2.2130296599187149,0.31032286896941919,0,0,0,0]
[26,"00:25:00",0,null,3.1653725414438987,0,0,0,3.2476410796684059,2.2032559076385172,2.1834090922460874,0.37191818488810535,0,0,0,0]
[27,"00:26:00",0,null,3.2306582548288061,0,6.2382001429796205E-3,0,3.1886614737309844,2.2301893138381663,2.2864292717742258,0.40882846414900492,0,0,0,0]
[28,"00:27:00",0,null,3.2233269111574487,0,5.6143801286816586E-3,0,3.3335004369078129,2.2049019846462747,2.2184668412894601,0.46681141883006694,0,0,0,0]
[29,"00:28:00",0,null,3.2349953797096731,0,5.0529421158134928E-3,0,3.272173093526785,2.2810091954299994,2.2376409558436814,0.46341947641853393,0,0,0,0]
[30,"00:29:00",0,null,3.1932852399320648,0,4.5476479042321433E-3,0,3.2292657912694436,2.2383524759259092,2.1930828620178882,0.42936482885674154,0,0,0,0]
[31,"00:30:00",0,null,3.1639122365687418,0,4.0928831138089287E-3,0,3.3700443226924262,2.1566722318809868,2.3076119657620833,0.4482430475282268,0,0,0,0]
[32,"00:31:00",0,null,3.0508954941130395,0,3.683594802428036E-3,0,3.2061967955974389,2.1326874070121322,2.3426352712152938,0.42194424337097375,0,0,0,0]
[33,"00:32:00",0,null,3.0599619047847439,0,3.3152353221852326E-3,0,3.0339703178656983,2.1111010646301631,2.4544965361927633,0.4045135193998966,0,0,0,0]
[34,"00:33:00",0,null,3.0628982094234578,0,2.9837117899667092E-3,0,3.1014617815243795,1.9122782582472078,2.4810695828832401,0.46916617279666795,0,0,0,0]
[35,"00:34:00",0,null,3.0914411521529872,0,8.9235407539496586E-3,0,3.1251529933179256,2.0115986377981581,2.5605618162605652,0.46553875498847486,0,0,0,0]
[36,"00:35:00",0,null,3.127971551708197,0,2.0318486758615695E-2,0,3.1279496027080569,2.0885105828333441,2.6383430245804926,0.52408888482638838,0,0,0,0]
[37,"00:36:00",0,null,3.2521159248576907,0,2.4524838225733748E-2,0,3.0809391444666701,2.108393016447593,2.6402932241518622,0.52725659498800614,0,0,0,0]
[38,"00:37:00",0,null,3.2671482441150861,0,3.4359654483221369E-2,0,3.0448679303297563,2.163338216832253,2.6790993900560731,0.53010753413346212,0,0,0,0]
[39,"00:38:00",0,null,3.2936396727553356,0,3.7161889177878854E-2,0,2.8331977345200627,2.3054164940336106,2.7881270550009658,0.58843898433721187,0,0,0,0]
[40,"00:39:00",0,null,3.3118297215930834,0,3.9683900403070592E-2,0,2.9392919615792259,2.3714722538786015,2.7750988515302883,0.58517168454774726,0,0,0,0]
[41,"00:40:00",0,null,3.423163076338072,0,4.1953710505743154E-2,0,2.9669128724235612,2.4619242201563902,2.7756607751922613,0.65652221285505752,0,0,0,0]
[42,"00:41:00",0,null,3.386849576321453,0,3.7758339455168842E-2,0,2.9237187804250402,2.2837846979782452,2.7328772980758673,0.69597399690631279,0,0,0,0]
[43,"00:42:00",0,null,3.4551211006229017,0,3.3982505509651956E-2,0,3.0580010028006273,2.2901888285832528,2.6820848618855297,0.68195319585993808,0,0,0,0]
[44,"00:43:00",0,null,3.4550935334072914,0,3.058425495868676E-2,0,3.0860382924665486,2.3577673549732796,2.56226957752498,0.70638547908957239,0,0,0,0]
[45,"00:44:00",0,null,3.4546536838507427,0,2.7525829462818084E-2,0,3.0432189652493129,2.3444859130932008,2.6151163302140708,0.75313823138203118,0,0,0,0]
[46,"00:45:00",0,null,3.4470064612176214,0,2.4773246516536278E-2,0,2.8995775654170388,2.3325326154011297,2.4216575970301579,0.75192650599353816,0,0,0,0]
[47,"00:46:00",0,null,3.4424295638751565,0,2.2295921864882651E-2,0,3.0485611922371509,2.3650638558904356,2.5379039362117255,0.7693614582098125,0,0,0,0]
[48,"00:47:00",0,null,3.4597035600022887,0,2.0066329678394387E-2,0,3.1085443645860069,2.4005801706111449,2.4880833311418842,0.79129111348479386,0,0,0,0]
[49,"00:48:00",0,null,3.5350600320049903,0,1.8059696710554948E-2,0,3.1438147202264051,2.3830174471672794,2.4247191980666059,0.78021490197380838,0,0,0,0]
[50,"00:49:00",0,null,3.5636207554890613,0,1.6253727039499455E-2,0,3.1942725397763354,2.3116343974235436,2.5283720703589441,0.80105921287239013,0,0,0,0]
[51,"00:50:00",0,null,3.5448887611169133,0,1.462835433554951E-2,0,3.0480021909729573,2.3524936579909426,2.4486917684973051,0.73947879218072066,0,0,0,0]
[52,"00:51:00",0,null,3.5319781778519022,0,1.3165518901994558E-2,0,3.0770393618216456,2.3830287942212673,2.5437091854662395,0.7025819141537879,0,0,0,0]
[53,"00:52:00",0,null,3.4895675609944461,0,1.1848967011795103E-2,0,3.1587494261506501,2.4167486151088937,2.4437805653319384,0.71890212168135648,0,0,0,0]
[54,"00:53:00",0,null,3.2295439866576969,0,1.0664070310615593E-2,0,3.2262392801740738,2.3913308489349183,2.2179280093943143,0.73963951232884895,0,0,0,0]
[55,"00:54:00",0,null,3.0896214330847003,0,9.5976632795540338E-3,0,3.1323488440542495,2.2943527675890949,2.1691031073005558,0.78306686129738001,0,0,0,0]
[56,"00:55:00",0,null,2.9327218965877533,0,8.6378969515986306E-3,0,2.9675071614768278,2.2751253822944184,2.168449891907414,0.73557307642611058,0,0,0,0]
[57,"00:56:00",0,null,2.8535041960647201,0,7.7741072564387675E-3,0,3.0355957369017159,2.2268188458235514,2.1308109044752475,0.75464337159912764,0,0,0,0]
[58,"00:57:00",0,null,2.8136188643488729,0,6.9966965307948908E-3,0,3.1957412737614712,2.1092409665779575,2.109412212346967,0.771806637254843,0,0,0,0]
[59,"00:58:00",0,null,2.7815237930995327,0,6.2970268777154019E-3,0,3.2222919384843229,2.0837610699590718,2.2135938815846825,0.81825547201110871,0,0,0,0]
[60,"00:59:00",0,null,2.7226409755571575,0,5.6673241899438615E-3,0,3.0359795499032249,2.1719823722115166,2.1406276952542176,0.80448282464749166,0,0,0,0]
[61,"01:00:00",0,null,2.6750579693100356,0,5.1005917709494751E-3,0,3.1900375969575805,2.1835176268879479,2.0564326224908807,0.94048063192731057,0,0,0,0]
[62,"01:01:00",0,null,2.6992956416173133,0,4.5905325938545277E-3,0,2.9513741392523318,2.3422925579247393,2.0424717585610366,1.1246934673246676,0,0,0,0]
[63,"01:02:00",0,null,2.6813359871235507,0,4.1314793344690752E-3,0,2.7305278234449268,2.3738478041616844,2.0792453813881,1.1853810257664559,0,0,0,0]
[64,"01:03:00",0,null,2.6487912250811179,0,3.7183314010221678E-3,0,3.0017094599694532,2.420773030840853,2.1062924380597758,1.2893382168070593,0,0,0,0]
[65,"01:04:00",{"$f":"H76","v":0},null,2.5985243004489833,0,3.3464982609199513E-3,0,3.0788542021057479,2.500245834759026,2.1306347890642843,1.2965102901687724,0,0,0,0]
[66,"01:05:00",0,null,2.5529025985534988,0,3.0118484348279563E-3,0,3.1668099750943313,2.4789547431807066,2.1277792016220891,1.42035645639573,0,0,0,0]
[67,"01:06:00",0,null,2.5692447239520551,0,2.7106635913451606E-3,0,3.1036261728287333,2.459792760760219,2.1066836797791244,1.2968463113517266,0,0,0,0]
[68,{"$f":"(A79-1)/(24*60)","v":"01:07:00"},0,null,2.5930541230168105,0,2.4395972322106448E-3,0,2.805550855625921,2.4610724816476983,1.9330663129923511,1.321793080324891,0,0,0,0]
[69,"01:08:00",0,null,2.6195397263401294,0,2.1956375089895804E-3,0,2.6363379736804249,2.5365153404851863,1.9870186786566171,1.4864001759484078,0,0,0,0]
[70,"01:09:00",0,null,2.5777140038281865,0,1.9760737580906225E-3,0,2.6076757711228686,2.6104629981023169,2.0788650161666267,1.4984406550462239,0,0,0,0]
[71,"01:10:00",0,null,2.7418248513701733,0,1.7784663822815602E-3,0,2.8911426128796007,2.5596245897563183,2.0564227145888738,1.5773300814391846,0,0,0,0]
[72,"01:11:00",0,null,2.761983262839601,0,1.6006197440534041E-3,0,2.9235784585938989,2.4768190359549416,2.0609883345942195,1.7471962649609154,0,0,0,0]
[73,"01:12:00",0,null,2.8058517700517349,0,1.4405577696480637E-3,0,3.0393491127192505,2.3837685324677844,2.0713355908793658,1.900075830130473,0,0,0,0]
[74,"01:13:00",0,null,2.8198424750045694,0,1.2965019926832572E-3,0,2.7539397020428953,2.503992772513242,2.1114610287549302,1.8832251522916807,0,0,0,0]
[75,"01:14:00",0,null,3.0128784453996205,0,1.1668517934149316E-3,0,2.8310977404674507,2.4327994970204929,2.2031504141988343,2.0597419286350838,0,0,0,0]
[76,"01:15:00",0,null,3.1506153353567288,0,1.0501666140734385E-3,0,2.9748310850883088,2.5048314560403675,2.230094369742452,2.2123688290638115,0,0,0,0]
[77,"01:16:00",0,null,3.3040585167868759,0,9.4514995266609472E-4,0,3.104191095247081,2.4397925104752405,2.2481057314513739,2.0591848459949245,0,0,0,0]
[78,"01:17:00",0,null,3.4475025338826026,0,8.5063495739948528E-4,0,2.9051141893394692,2.3071554630448126,2.2457904519234857,1.958370366732193,0,0,0,0]
[79,"01:18:00",0,null,3.5801009896007878,0,7.6557146165953682E-4,0,3.1713135858352102,2.1938312169417475,2.2191320033307163,2.0097923270224749,0,0,0,0]
[80,"01:19:00",0,null,3.7168113496250843,0,6.8901431549358314E-4,0,3.3057890254236861,2.0672646924708546,2.1889012013168889,2.1736523858927983,0,0,0,0]
[81,"01:20:00",0,null,3.819300899477029,0,6.2011288394422481E-4,0,3.4328661249259955,1.9779295234251852,2.1554552812241101,2.3148882405957547,0,0,0,5.5576598644256604E-2]
[82,"01:21:00",0,null,3.9216019954424124,0,5.5810159554980237E-4,0,3.3493148105901343,1.9841063596339976,2.1315921514209433,2.4109986082018282,0,0,0,5.0018938779830942E-2]
[83,"01:22:00",0,null,4.054758415771218,0,5.0229143599482215E-4,0,3.5338540212120293,1.8537486235080918,2.1101153345980932,2.3430556525559005,0,0,0,4.5017044901847846E-2]
[84,"01:23:00",0,null,4.1825429196530806,0,4.5206229239533996E-4,0,3.4587295176809145,1.717901161889323,2.0164951013397001,2.4425874772462945,0,0,0,4.0515340411663062E-2]
[85,"01:24:00",0,null,4.2783591385520303,0,4.0685606315580598E-4,0,3.502459560831646,1.6264513476908995,2.0621045881692313,2.4208240231389144,0,0,0,3.646380637049676E-2]
[86,"01:25:00",0,null,4.236258545741749,0,3.661704568402254E-4,0,3.6283951118590778,1.51333361365385,2.0598639179036393,2.4445261228544419,0,0,0,3.2817425733447085E-2]
[87,"01:26:00",0,null,4.2720111243951129,0,3.2955341115620284E-4,0,3.6738732142748551,1.603210045379285,2.0455599244325193,2.3607540072616549,0,0,0,2.9535683160102376E-2]
[88,"01:27:00",0,null,4.3006342917407574,0,2.9659807004058257E-4,0,3.7270907893927796,1.5727567376034417,2.0389245285888467,2.143204107131059,0,0,0,2.658211484409214E-2]
[89,"01:28:00",0,null,4.2972985389582838,0,2.669382630365243E-4,0,3.7439847053723248,1.6566908569339174,2.0267144740492062,2.0587513931800383,0,0,0,2.3923903359682926E-2]
[90,"01:29:00",0,null,4.3049275412636279,0,2.4024443673287187E-4,0,3.7531401450905242,1.6394149730685286,1.9661980301919537,2.1434244592377056,0,0,0,2.1531513023714633E-2]
[91,"01:30:00",0,null,4.3257092774937096,0,2.1621999305958468E-4,0,3.8417202116971945,1.525000876493716,1.8746822325095196,2.1392899047781682,0,0,0,1.9378361721343169E-2]
[92,"01:31:00",0,null,4.3095167524543001,0,1.945979937536262E-4,0,3.8656766905122164,1.4528410908348532,1.8664200110171427,2.2221473179563573,0,0,0,1.7440525549208854E-2]
[93,"01:32:00",0,null,4.3211103958123864,0,1.751381943782636E-4,0,4.0543453419565996,1.3693716833085272,1.9207988085985954,2.1545639862690584,0,0,0,1.5696472994287967E-2]
[94,"01:33:00",0,null,4.2922433747858362,0,1.5762437494043724E-4,0,3.9891755096042019,1.2880111136219312,1.8956376227117278,2.0564988878435688,0,0,0,1.4126825694859171E-2]
[95,"01:34:00",0,null,4.2236563206324478,0,1.4186193744639353E-4,0,3.961335448496687,1.1902119009060927,1.87923076561481,2.024005904233467,0,0,0,1.2714143125373254E-2]
[96,"01:35:00",0,null,4.1660646296092425,0,1.2767574370175418E-4,0,3.750835205381942,1.133005412372643,1.8334626926009969,2.0380514035546886,0,0,0,1.144272881283593E-2]
[97,"01:36:00",0,null,4.0117861238016381,0,1.1490816933157877E-4,0,3.505619381605833,1.069232271867419,1.8540862118922283,2.1680836531452039,0,0,0,1.0298455931552337E-2]
[98,"01:37:00",0,null,3.9156120127642473,0,1.0341735239842089E-4,0,3.1860593420916041,1.0118364454127176,1.8726473792543366,2.2788744794963325,0,0,0,9.2686103383971038E-3]
[99,"01:38:00",0,null,3.7421381985727837,0,9.3075617158578798E-5,0,3.2880583044278535,1.0280441010728618,1.877065039648147,2.2116675282393561,0,0,0,8.3417493045573939E-3]
[100,"01:39:00",0,null,3.4558825238571069,0,8.3768055442720918E-5,0,3.0705946776021644,1.1910241929949947,1.9428557309271672,2.1944705639667514,0,0,0,7.5075743741016545E-3]
[101,"01:40:00",0,null,3.2906096706413184,0,7.5391249898448828E-5,0,3.2026656114532761,1.3191807706589964,1.9710654514516996,2.2285207028139116,0,0,0,6.8571518493850889E-2]
[102,"01:41:00",0,null,3.0994439062139056,0,6.7852124908603941E-5,0,3.2659529605633804,1.2800792908163787,2.0149797049896967,2.1663491292251775,0,0,0,6.17143666444658E-2]
[103,"01:42:00",0,null,2.9292437019938822,0,6.1066912417743547E-5,0,3.4713047527486194,1.2324116637252498,1.955636738038395,1.9930034157741334,0,0,0,5.5542929980019223E-2]
[104,"01:43:00",0,null,2.7139293476636346,0,5.4960221175969191E-5,0,3.4829644843829373,1.2638018974610619,2.0198083623912932,2.1337786624230382,0,0,0,4.9988636982017304E-2]
[105,"01:44:00",0,null,2.4961920372869195,0,4.946419905837227E-5,0,3.6728533463084139,1.2735276027573748,2.1021375332475007,2.1058449962196444,0,0,0,4.4989773283815572E-2]
[106,"01:45:00",0,null,2.2478496127330323,0,4.4517779152535047E-5,0,3.6458327135208348,1.3378572408008813,2.0836061782419946,1.9262623952440348,0,0,0,4.0490795955434013E-2]
[107,"01:46:00",0,null,2.0418020629587526,0,4.0066001237281543E-5,0,3.6585651303019913,1.2411225179119323,2.2276084554296971,2.0797609478186305,0,0,0,3.6441716359890609E-2]
[108,"01:47:00",0,null,1.8376218566628773,0,3.6059401113553391E-5,0,3.4411018190997953,1.228352469737835,2.2645829080434656,2.1870967617586916,0,0,0,3.2797544723901548E-2]
[109,"01:48:00",0,null,1.6538596709965896,0,3.2453461002198054E-5,0,3.4680691270427206,1.3034378193636305,2.322434624334456,2.1167802874108257,0,0,0,2.9517790251511394E-2]
[110,"01:49:00",0,null,1.523326303994587,0,2.9208114901978251E-5,0,3.6407329060193567,1.3029617341893525,2.3622138622107633,2.1708867606991622,0,0,0,2.6566011226360254E-2]
[111,"01:50:00",0,null,1.3709936735951282,0,2.6287303411780425E-5,0,3.653975303550661,1.3025332575325024,2.3114366760285967,2.102191286457249,0,0,0,2.390941010372423E-2]
[112,"01:51:00",0,null,1.2338943062356154,0,2.3658573070602382E-5,0,3.5235493680060812,1.2526202337697612,2.3213138071089041,2.1949967597478643,0,0,0,2.1518469093351807E-2]
[113,"01:52:00",0,null,1.1105048756120539,0,2.1292715763542144E-5,0,3.4866953343350509,1.3623298052032711,2.1387098271300542,2.2104686785835641,0,0,0,1.9366622184016628E-2]
[114,"01:53:00",0,null,1.0065291255996767,0,1.9163444187187929E-5,0,3.2988953992902177,1.3497263231646941,2.1102830444559588,2.2924464126615476,0,0,0,1.7429959965614965E-2]
[115,"01:54:00",0,null,0.95459104153091989,0,1.7247099768469137E-5,0,3.2720304612975362,1.4867763911579779,2.1342263348208492,2.1868312698771426,0,0,0,1.5686963969053468E-2]
[116,"01:55:00",0,null,0.85913193737782789,0,1.5522389791622223E-5,0,3.2540902153844575,1.430915349265462,2.1680626983022653,2.0484884448799372,1.2287300080061E-2,0,0,1.4118267572148121E-2]
[117,"01:56:00",0,null,0.78185254796133419,0,1.397015081246E-5,0,3.2502313008482697,1.3434004129831725,2.1058878285803759,1.9672690988736936,2.9584070667624501E-2,0,0,1.2706440814933309E-2]
[118,"01:57:00",0,null,0.7117224079112946,0,1.2573135731214001E-5,0,3.265472872606705,1.3574535735128583,2.2043727561639272,1.9684627855859032,5.1389363966882248E-2,0,0,1.1435796733439979E-2]
[119,"01:58:00",0,null,0.6405501671201651,0,1.1315822158092602E-5,0,3.2048990817831076,1.2897611159990663,2.1508541755205268,1.92624790713565,7.7252326216548733E-2,0,0,1.0292217060095981E-2]
[120,"01:59:00",0,null,0.63373735316693769,0,1.0184239942283342E-5,0,3.1318571649759521,1.2906527011612448,2.1892659532123093,2.0179331235174218,0.10657809478603307,0,0,9.262995354086383E-3]
[121,"02:00:00",0,null,0.57036361785024392,0,9.1658159480550082E-6,0,3.0969323470684449,1.2356895287948304,2.2731748462104755,2.0015840112045895,0.15149688395168637,0,0,8.3366958186777453E-3]
[122,"02:01:00",0,null,0.51332725606521956,0,8.2492343532495073E-6,0,3.0655000109516886,1.3656177711591824,2.385932949815746,1.9931080084033745,0.19192379420077432,0,0,7.5030262368099713E-3]
[123,"02:02:00",0,null,0.49582135846162728,0,7.4243109179245567E-6,0,3.1177402167656996,1.3093962960337731,2.4070749529909095,1.9299031026054561,0.22830801342495349,0,0,6.8567425170288382E-2]
[124,"02:03:00",0,null,0.44623922261546456,0,6.6818798261321014E-6,0,3.0842270936792175,1.3824264549817267,2.4816793664137426,1.8172530943354195,0.26105381072671474,0,0,6.1710682653259546E-2]
[125,"02:04:00",0,null,0.40161530035391813,0,6.0136918435188914E-6,0,2.8005680846773164,1.4914428064470551,2.4684830245828544,1.6540532854974472,0.2905250282982999,0,0,5.5539614387933596E-2]
[126,"02:05:00",0,null,0.36145377031852632,0,5.4123226591670027E-6,0,2.7927229709269921,1.3793495269934888,2.493657422434322,1.5752263558906499,0.31704912411272657,0,0,4.9985652949140237E-2]
[127,"02:06:00",0,null,0.3560987222661659,0,4.8710903932503025E-6,0,2.927817395941227,1.445384362845471,2.4482614687422211,1.5228077256383461,0.33487161243349428,0,0,4.4987087654226217E-2]
[128,"02:07:00",0,null,0.3204888500395493,0,4.383981353925272E-6,0,2.9938258632562844,1.393662523784206,2.4074051104193304,1.5559711531134215,0.33238634983649956,0,0,4.0488378888803599E-2]
[129,"02:08:00",{"$f":"H140","v":0},null,0.28843996503559438,0,3.9455832185327446E-6,0,2.9851804767139809,1.3841639681678706,2.2470049013679065,1.4807143397925886,0.30538591499582923,0,0,3.6439540999923241E-2]
[130,"02:09:00",0,null,0.30667429189629275,0,3.5510248966794704E-6,0,3.0267380172689009,1.4249535731096585,2.244799704848365,1.5118489075719048,0.2810855236392259,0,0,3.2795586899930916E-2]
[131,"02:10:00",0,null,0.29114510733556975,0,3.1959224070115233E-6,0,2.9775614107858459,1.5667682228940298,2.2675787313270295,1.4905317135767995,0.25921517141828293,0,0,2.9516028209937824E-2]
[132,{"$f":"(A143-1)/(24*60)","v":"02:11:00"},0,null,0.2703798245072862,0,2.8763301663103709E-6,0,2.9580661682973495,1.5647228007129639,2.2077395531673187,1.4032932437762788,0.23329365427645465,0,0,2.6564425388944043E-2]
[133,"02:12:00",0,null,0.31688806092862787,0,2.588697149679334E-6,0,2.9034693445584345,1.5689310173343245,2.0054910984461567,1.429882614371643,0.20996428884880919,0,0,2.390798285004964E-2]
[134,"02:13:00",0,null,0.28519925483576508,0,2.3298274347114009E-6,0,2.9531979983289092,1.5666693157092291,2.083202887191629,1.4415257530428158,0.18896785996392829,0,0,2.1517184565044676E-2]
[135,"02:14:00",0,null,0.25667932935218857,0,2.0968446912402609E-6,0,3.0784830950414284,1.6079229807378852,2.1221415954359673,1.4334790727809532,0.17007107396753546,0,0,1.9365466108540209E-2]
[136,"02:15:00",0,null,0.23101139641696972,0,1.8871602221162348E-6,0,2.8449258836551139,1.6388130809833406,2.1138972244437015,1.3704714674933669,0.15306396657078192,0,0,1.7428919497686188E-2]
[137,"02:16:00",0,null,0.20791025677527275,0,1.6984441999046113E-6,0,2.8264067917266757,1.5490338706347164,2.2301066936649803,1.3322901218399927,0.13775756991370372,0,0,1.5686027547917571E-2]
[138,"02:17:00",0,null,0.18711923109774548,0,1.5285997799141502E-6,0,2.840552516210014,1.4003686837142246,2.2668313224552201,1.3104033132730895,0.12398181292233335,0,0,1.4117424793125813E-2]
[139,"02:18:00",0,null,0.16840730798797093,0,1.3757398019227351E-6,0,2.9338129527222527,1.4953034101532883,2.336934593865704,1.24117768350294,0.11158363163010002,0,0,1.2705682313813232E-2]
[140,"02:19:00",0,null,0.15156657718917385,0,1.2381658217304616E-6,0,2.8383522540496067,1.4198751668876697,2.4060766227985306,1.2159257162486086,0.10042526846709002,0,0,1.1435114082431908E-2]
[141,"02:20:00",0,null,0.13640991947025646,0,1.1143492395574155E-6,0,2.9255945184975509,1.4262808520269057,2.3694387490700088,1.2983029331750786,9.0382741620381013E-2,0,0,1.0291602674188717E-2]
[142,"02:21:00",0,null,0.12276892752323082,0,1.0029143156016741E-6,0,2.9112959652378838,1.5742009721998862,2.4045175744727612,1.2302873414147304,8.1344467458342909E-2,0,0,9.2624424067698462E-3]
[143,"02:22:00",0,null,0.11049203477090774,0,9.0262288404150668E-7,0,2.7190321698100579,1.4353063755754671,2.423801115182223,1.1753115071107512,7.3210020712508622E-2,0,0,8.3361981660928612E-3]
[144,"02:23:00",0,null,9.9442831293816966E-2,0,8.1236059563735602E-7,0,2.7626298559586302,1.6936661589316164,2.249473903501495,1.1814098548814262,6.5889018641257763E-2,0,0,7.5025783494835751E-3]
[145,"02:24:00",0,null,8.9498548164435268E-2,0,7.3112453607362044E-7,0,2.81415517564536,1.9632409264002706,2.2162089114705896,1.2239493660859406,5.9300116777131991E-2,0,0,6.7523205145352174E-3]
[146,"02:25:00",0,null,8.0548693347991737E-2,0,6.5801208246625837E-7,0,2.7306602546804029,1.8534952327031911,2.1985578088748619,1.3240497230945956,5.3370105099418794E-2,0,0,6.0770884630816958E-3]
[147,"02:26:00",0,null,7.249382401319257E-2,0,5.9221087421963255E-7,0,2.4698815292924237,2.1566144994871932,2.1703844263066197,1.2719850527756451,4.8033094589476917E-2,0,0,5.4693796167735263E-3]
[148,"02:27:00",0,null,6.5244441611873316E-2,0,5.3298978679766927E-7,0,2.4703413677343367,1.9594785501340435,2.0707372838773739,1.2188886452477909,4.3229785130529226E-2,0,0,4.922441655096174E-3]
[149,"02:28:00",0,null,5.8719997450685985E-2,0,4.7969080811790238E-7,0,2.4955189256783101,2.245761310736484,1.9935312522517217,1.1711018784727218,3.8906806617476301E-2,0,0,4.4301974895865565E-3]
[150,"02:29:00",0,null,5.2847997705617385E-2,0,4.3172172730611217E-7,0,2.5489916350468191,2.3302588901044246,1.9858605253457935,1.3507780942814556,3.5016125955728672E-2,0,0,3.9871777406279008E-3]
[151,"02:30:00",0,null,4.7563197935055646E-2,0,3.8854955457550096E-7,0,2.5475896667859725,2.4991234220076786,1.9974823642754473,1.481484786882729,3.1514513360155809E-2,0,0,3.5884599665651109E-3]
[152,"02:31:00",0,null,4.2806878141550084E-2,0,3.4969459911795088E-7,0,2.5958553020437156,2.564522988528835,2.0635186298773216,1.4136766101849649,2.8363062024140229E-2,0,0,3.2296139699085997E-3]
[153,"02:32:00",0,null,3.8526190327395078E-2,0,3.1472513920615581E-7,0,2.5156648752939343,2.3513598891474254,1.9066941676216298,1.3774129545032294,2.5526755821726206E-2,0,0,2.9066525729177397E-3]
[154,"02:33:00",0,null,3.7203859990944631E-2,0,2.8325262528554025E-7,0,2.6414140758977811,2.3944847988227709,2.006572956235138,1.3757775540953254,2.2974080239553586E-2,0,0,2.6159873156259656E-3]
[155,"02:34:00",0,null,3.3483473991850171E-2,0,2.5492736275698623E-7,0,2.6494843630254103,2.4826355106061428,2.0964638659872952,1.2877271994178332,2.0676672215598227E-2,0,0,2.3543885840633691E-3]
[156,"02:35:00",0,null,3.0135126592665155E-2,0,2.2943462648128762E-7,0,2.6072202385896293,2.5682093494915126,2.1217890741990519,1.251771076699332,1.8609004994038406E-2,0,0,2.118949725657032E-3]
[157,"02:36:00",0,null,2.7121613933398639E-2,0,2.0649116383315887E-7,0,2.5134169097036585,2.6822769099876123,2.1939201738744836,1.2131723679723463,1.6748104494634566E-2,0,0,1.9070547530913289E-3]
[158,"02:37:00",0,null,2.4409452540058777E-2,0,1.8584204744984299E-7,0,2.4662340255341348,2.7541248072151689,2.1662105548062791,1.3701160297651997,1.5073294045171109E-2,0,0,1.7163492777821962E-3]
[159,"02:38:00",0,null,2.1968507286052898E-2,0,1.6725784270485869E-7,0,2.4918223176981287,2.5157633276847911,2.1968484962891521,1.3072065245383899,1.3565964640653998E-2,0,0,1.5447143500039765E-3]
[160,"02:39:00",0,null,1.9771656557447607E-2,0,1.5053205843437283E-7,0,2.6137175757812208,2.7774195121587439,2.2862373571018262,1.343404567057543,1.22093681765886E-2,0,0,1.3902429150035788E-3]
[161,"02:40:00",0,null,1.7794490901702847E-2,0,1.3547885259093554E-7,0,2.4512116192990612,2.8768042546684556,2.261583409942975,1.3079299114477512,1.098843135892974E-2,0,0,1.251218623503221E-3]
[162,"02:41:00",0,null,1.6015041811532564E-2,0,1.2193096733184199E-7,0,2.373009152342147,3.0775926192559311,2.3815498610476764,1.381106708854307,9.8895882230367656E-3,0,0,1.126096761152899E-3]
[163,"02:42:00",0,null,1.4413537630379308E-2,0,1.0973787059865779E-7,0,2.1479955371879935,3.190249235626236,2.3721283668404922,1.4469658265202072,8.9006294007330893E-3,0,0,1.0134870850376091E-3]
[164,"02:43:00",0,null,9.3870850249177282E-2,0,9.8764083538792013E-8,0,2.1186401835081043,3.1988235037292614,2.462514721822092,1.4939516421874304,8.0105664606597814E-3,0,0,9.1213837653384821E-4]
[165,"02:44:00",0,null,0.11700100765590016,0,8.8887675184912819E-8,0,2.0736948601302858,3.2993570316522334,2.4079456479591266,1.4186585757183976,7.2095098145938032E-3,0,0,8.2092453888046337E-4]
[166,"02:45:00",0,null,0.11790733694402104,0,7.9998907666421535E-8,0,2.0519586758521813,3.420650042476268,2.3650716797627931,1.4870006096107908,6.4885588331344227E-3,0,0,7.38832084992417E-4]
[167,"02:46:00",0,null,0.11525928818614238,0,7.1999016899779383E-8,0,2.0261579117215534,3.1218742377001152,2.363536106597,1.5362211452492907,5.839702949820981E-3,0,0,6.649488764931753E-4]
[168,"02:47:00",0,null,0.10373335936752814,0,6.4799115209801449E-8,0,1.996699025723653,3.316681109050343,2.325103092536879,1.6856236326607017,5.2557326548388827E-3,0,0,5.984539888438578E-4]
[169,"02:48:00",0,null,9.3360023430775332E-2,0,5.8319203688821304E-8,0,1.9206586216330379,3.3498522897178797,2.1854093805064729,1.7828457714240504,4.7301593893549947E-3,0,0,5.38608589959472E-4]
[170,"02:49:00",0,null,8.4024021087697798E-2,0,5.2487283319939174E-8,0,1.7471182600653037,3.119971066082853,2.1956019343534088,1.6849014962721545,4.2571434504194957E-3,0,0,4.8474773096352479E-4]
[171,"02:50:00",0,null,0.14590360140080302,0,4.7238554987945256E-8,0,1.7145614376064413,2.925365259675984,2.0070436395644227,1.6092279438682211,3.831429105377546E-3,0,0,4.3627295786717233E-4]
[172,"02:51:00",0,null,0.20601989104099611,0,4.2514699489150735E-8,0,1.6977366939541343,3.0099554274339715,1.9980216739272243,1.565696449682815,3.4482861948397915E-3,0,0,3.9264566208045508E-4]
[173,"02:52:00",0,null,0.22551075166834181,0,3.8263229540235662E-8,0,1.6763562263867238,2.715198084833554,1.983663706573412,1.6563858016780346,3.1034575753558125E-3,0,0,3.5338109587240956E-4]
[174,"02:53:00",0,null,0.22582344603275761,0,3.4436906586212096E-8,0,1.6323501022298015,2.8578559802076207,1.9645033376746459,1.5896130226061935,2.7931118178202313E-3,0,0,3.180429862851686E-4]
[175,"02:54:00",0,null,0.21553320042850524,0,3.0993215927590887E-8,0,1.6237464921151585,2.8626185875625296,2.0153120008706824,1.5790449221735772,2.5138006360382083E-3,0,0,2.8623868765665175E-4]
[176,"02:55:00",0,null,0.22892517762686562,0,2.7893894334831797E-8,0,1.7273453393407157,3.0895892460487087,2.0239886922478472,1.4521423286025743,2.2624205724343874E-3,0,0,2.5761481889098657E-4]
[177,"02:56:00",0,null,0.22613916621183539,0,2.5104504901348617E-8,0,1.85139720906265,2.9167362164862567,1.9514575197851476,1.343979096933456,2.036178515190949E-3,0,0,2.3185333700188792E-4]
[178,"02:57:00",0,null,0.20423325740315185,0,2.2594054411213755E-8,0,1.7590740853796669,3.0269530157513271,2.0468599731823041,1.4445527820505963,1.832560663671854E-3,0,0,2.0866800330169913E-4]
[179,"02:58:00",0,null,0.21860836305932108,0,2.0334648970092379E-8,0,1.6449813783988598,3.0828588074684302,2.0646692694813225,1.5413072969363566,1.6493045973046687E-3,0,0,1.8780120297152921E-4]
[180,"02:59:00",0,null,0.27793725453659207,0,1.8301184073083143E-8,0,1.6226382441066418,3.0343082248783251,2.0869358344307734,1.5108060657244711,1.4843741375742019E-3,0,0,1.6902108267437629E-4]
[181,"03:00:00",0,null,0.26060876956144846,0,1.6471065665774828E-8,0,1.534665517813806,3.2316335230722553,1.9833462563244573,1.6687991695936131,1.3359367238167817E-3,0,0,1.5211897440693868E-4]
[182,"03:01:00",0,null,0.30097092727327246,0,1.4823959099197346E-8,0,1.6346961612762605,3.2237820794869538,2.0385088259358466,1.6688379476072437,1.2023430514351036E-3,0,0,1.3690707696624482E-4]
[183,"03:02:00",0,null,0.29422588532719524,0,1.3341563189277613E-8,0,1.7309618433053724,3.2167157802601825,2.0571532369595111,1.7739768531562725,1.0821087462915932E-3,0,0,1.2321636926962033E-4]
[184,"03:03:00",0,null,0.29525182889896795,0,1.2007406870349852E-8,0,1.6754459535839052,3.2784089988726537,1.8884889144546992,1.8748400664307334,9.738978716624339E-4,0,0,1.108947323426583E-4]
[185,"03:04:00",0,null,0.32259615284500864,0,1.0806666183314867E-8,0,1.7738748546625878,3.3399820994965577,1.8665587179822214,1.8419874598959971,8.7650808449619055E-4,0,0,9.9805259108392481E-5]
[186,"03:05:00",0,null,0.30094711800484369,0,9.7259995649833804E-9,0,1.738642372743997,3.4944526796012232,1.8405833428766563,1.7814182123881475,7.8885727604657147E-4,0,0,8.9824733197553234E-5]
[187,"03:06:00",0,null,0.27868321675123436,0,8.7533996084850424E-9,0,1.8492772323400193,3.4973703066530026,1.8790203022062397,1.7701950861223248,7.0997154844191438E-4,0,0,8.0842259877797907E-5]
[188,"03:07:00",0,null,0.25081489507611093,0,7.8780596476365377E-9,0,1.7942172058681025,3.4506578779240424,1.7281692731767548,1.6982795828468533,6.3897439359772293E-4,0,0,7.2758033890018122E-5]
[189,"03:08:00",0,null,0.22872946880092174,0,7.0902536828728837E-9,0,1.7198994906180531,3.2787489953058935,1.7407965458979895,1.5532153249281881,5.750769542379507E-4,0,0,6.5482230501016312E-5]
[190,"03:09:00",0,null,0.23401738007512646,0,6.3812283145855957E-9,0,1.6715390400379979,3.2166585978047233,1.7831629810527585,1.5092359960524653,5.175692588141556E-4,0,0,5.8934007450914684E-5]
[191,"03:10:00",0,null,0.21061564206761382,0,5.7431054831270361E-9,0,1.6219654306432683,3.2040664484658397,1.8398182777579688,1.5995221895380389,4.6581233293274004E-4,0,0,5.3040606705823215E-5]
[192,"03:11:00",0,null,0.20237870859815713,0,5.1687949348143328E-9,0,1.5463472865218888,3.1742080089949267,1.859806238533503,1.5569612707856511,4.1923109963946606E-4,0,0,4.7736546035240892E-5]
[193,"03:12:00",{"$f":"H204","v":0},null,0.18214083773834142,0,4.6519154413328996E-9,0,1.503054761486796,3.2586776290091302,1.9520865132702407,1.5311328404691711,3.7730798967551944E-4,0,0,4.2962891431716807E-5]
[194,"03:13:00",0,null,0.1956108665133354,0,4.18672389719961E-9,0,1.5754335972048765,3.4088022596018694,2.0103750571870518,1.4460724562597478,3.3957719070796752E-4,0,0,3.8666602288545127E-5]
[195,"03:14:00",0,null,0.17604977986200185,0,3.7680515074796493E-9,0,1.4859431373218828,3.4327613252142535,2.0443091462788328,1.3695181104712668,3.0561947163717075E-4,0,0,3.4799942059690615E-5]
[196,{"$f":"(A207-1)/(24*60)","v":"03:15:00"},0,null,0.15844480187580168,0,3.3912463567316843E-9,0,1.4116399217075228,3.3925097946291682,2.1984793249431855,1.4427741908883731,2.750575244734537E-4,0,0,3.1319947853721553E-5]
[197,"03:16:00",0,null,0.14260032168822151,0,3.052121721058516E-9,0,1.2767141296797504,3.3375688222615882,2.0466842922863608,1.3603114733566954,2.4755177202610834E-4,0,0,2.8187953068349399E-5]
[198,"03:17:00",0,null,0.17193197958287595,0,2.7469095489526643E-9,0,1.2170956165492692,3.4057023609491255,2.1078003650871437,1.298382423770736,2.2279659482349752E-4,0,0,2.5369157761514461E-5]
[199,"03:18:00",0,null,0.21896226184919776,0,2.4722185940573979E-9,0,1.1139115554899119,3.1146595255862533,2.1257538204760125,1.2303588829508216,2.0051693534114777E-4,0,0,2.2832241985363016E-5]
[200,"03:19:00",0,null,0.20731421986837958,0,2.2249967346516582E-9,0,1.0580969985851774,3.1555564680395296,1.9379421387944313,1.2124269999925006,1.8046524180703299E-4,0,0,2.0549017786826715E-5]
[201,"03:20:00",0,null,0.18658279788154164,0,2.0024970611864924E-9,0,1.0451038959499415,3.1615509282378347,1.9976451201588232,1.2458157001015877,1.624187176263297E-4,0,0,1.8494116008144046E-5]
[202,"03:21:00",0,null,0.27269060085705948,0,1.8022473550678432E-9,0,0.97764450754608656,3.2225225291396371,2.038901406826108,1.2325763337085249,1.4617684586369674E-4,0,0,1.6644704407329641E-5]
[203,"03:22:00",0,null,0.25958970788561131,0,1.6220226195610589E-9,0,1.1086135486890609,3.3516880561481583,2.0019299611164891,1.3936287074330096,1.3155916127732708E-4,0,0,1.4980233966596677E-5]
[204,"03:23:00",0,null,0.23397444132068299,0,1.4598203576049531E-9,0,1.0348031950112941,3.331831159255267,1.9438919685525082,1.3593698420264695,1.1840324514959438E-4,0,0,1.348221056993701E-5]
[205,"03:24:00",0,null,0.26034010448841938,0,1.3138383218444579E-9,0,1.0982415704831567,3.2026178318810716,1.8916577752449255,1.3470623563055726,1.0656292063463493E-4,0,0,1.213398951294331E-5]
[206,"03:25:00",0,null,0.30217985807766334,0,1.1824544896600122E-9,0,1.0812340106581231,3.2347189437048662,1.7890703966633803,1.4288022104195832,9.5906628571171444E-5,0,0,1.0920590561648978E-5]
[207,"03:26:00",0,null,0.37976178376892006,0,1.064209040694011E-9,0,1.2328459077490488,3.0904530510929544,1.7523183605447104,1.434315191205628,8.63159657140543E-5,0,0,3.7060829722644684E-2]
[208,"03:27:00",0,null,0.38779695793109059,0,9.5778813662460994E-10,0,1.1528505164456175,2.8494606458211531,1.7254797263182424,1.3649857698347754,7.7684369142648873E-5,0,0,3.3354746750380214E-2]
[209,"03:28:00",0,null,0.43382828203544249,0,8.6200932296214895E-10,0,1.0993801663582152,3.0405069747326898,1.8559563556227583,1.2965400926887918,6.9915932228383989E-5,0,0,3.0019272075342194E-2]
[210,"03:29:00",0,null,0.47150777072642958,0,7.7580839066593405E-10,0,1.1378353515503967,3.0394808791957608,1.9115705131513026,1.4759597938615017,6.2924339005545596E-5,0,0,2.7017344867807973E-2]
[211,"03:30:00",0,null,0.49493232629538825,0,6.9822755159934071E-10,0,1.1786832165036942,2.8901641913845215,2.0357253705580964,1.6066247130654396,5.6631905104991038E-5,0,0,8.6130311938186571E-2]
[212,"03:31:00",0,null,0.63833917911506843,0,6.2840479643940664E-10,0,1.0793403954488945,2.6752498699957794,2.1537029405045449,1.5263025437494049,5.0968714594491935E-5,0,0,7.7517280744367922E-2]
[213,"03:32:00",0,null,0.64144175412348348,0,5.6556431679546598E-10,0,1.156850555942915,2.7971388835073707,2.1608279400713393,1.4354869909316239,4.5871843135042742E-5,0,0,6.9765552669931133E-2]
[214,"03:33:00",0,null,0.73173140134297121,0,5.0900788511591941E-10,0,1.0906929010806639,2.9563663785184495,1.9632706466597749,1.4403314936664646,4.1284658821538468E-5,0,0,6.2788997402938015E-2]
[215,"03:34:00",0,null,0.71563299875750219,0,4.5810709660432747E-10,0,1.0619639129631064,2.9575161443226108,1.9709133705451285,1.3828767432427655,3.7156192939384624E-5,0,0,5.6510097662644213E-2]
[216,"03:35:00",0,null,0.72593996865714261,0,4.1229638694389475E-10,0,1.0175822232239553,2.8163959299986865,2.0025555253881988,1.411507763891481,1.8558941169215047E-2,0,0,5.0859087896379794E-2]
[217,"03:36:00",0,null,0.66285105296818625,0,3.7106674824950528E-10,0,0.99616430289206881,2.9056448324440689,2.0680844748787979,1.4558011875412431,3.5228547647863144E-2,0,0,4.5773179106741814E-2]
[218,"03:37:00",0,null,0.59885209574265663,0,3.3396007342455478E-10,0,0.90883517268292291,2.6706569478439186,2.1332987277006712,1.5141908573384497,5.0231193478646428E-2,0,0,4.1195861196067635E-2]
[219,"03:38:00",0,null,0.5577844063099926,0,3.0056406608209933E-10,0,1.0221104622154726,2.5827972548181015,2.1364149446751721,1.5482159716435149,6.3733574726351383E-2,0,0,3.7076275076460871E-2]
[220,"03:39:00",0,null,0.52732754465848553,0,2.705076594738894E-10,0,1.1055327177288494,2.6893568209088623,2.1206940468072339,1.4366835739506372,8.2123917619736447E-2,0,0,3.3368647568814788E-2]
[221,"03:40:00",0,null,0.48795347854712923,0,2.4345689352650045E-10,0,1.0753197479464736,2.7357330475398998,2.0570178439545135,1.3115407171511431,0.1172007253292365,0,0,3.0031782811933309E-2]
[222,"03:41:00",0,null,0.45525577168362724,0,2.1911120417385041E-10,0,0.97402597329480578,2.8207608360781458,2.0429984578783063,1.4276456423995298,0.16105725144056945,0,0,2.7028604530739977E-2]
[223,"03:42:00",0,null,0.40973019451526455,0,1.9720008375646539E-10,0,1.0187783795129932,2.8169456510604194,2.0611939057077246,1.4395124782679141,0.18200252748765172,0,0,2.4325744077665981E-2]
[224,"03:43:00",0,null,0.36875717506373812,0,1.7748007538081885E-10,0,0.92918784164175483,2.7764608790451977,2.0219932101099443,1.3078485305211835,0.18856597510490675,0,0,2.1893169669899383E-2]
[225,"03:44:00",0,null,0.33188145755736431,0,1.5973206784273697E-10,0,0.95384935208664945,2.517340291736248,2.0855783911283687,1.2698802746923472,0.20071127624077076,0,0,1.9703852702909447E-2]
[226,"03:45:00",0,null,0.29869331180162789,0,1.4375886105846328E-10,0,0.90175361634945816,2.5068160556534433,1.9883627556326278,1.1924196479551528,0.20540384898271391,0,0,1.7733467432618503E-2]
[227,"03:46:00",0,null,0.26882398062146512,0,1.2938297495261696E-10,0,1.0217861461787454,2.5591590520244392,1.9069177802707811,1.1845198867767335,0.21586536273079721,0,0,1.5960120689356653E-2]
[228,"03:47:00",0,null,0.24194158255931861,0,1.1644467745735526E-10,0,1.105240833295795,2.4145853504390913,1.833617302445119,1.2082229016467281,0.21280432705328708,0,0,1.4364108620420988E-2]
[229,"03:48:00",0,null,0.21875183409342583,0,1.0480020971161973E-10,0,1.0009549501091952,2.2472289131448924,1.8356997722395172,1.2420320115903924,0.20381119442801937,0,0,1.2927697758378889E-2]
[230,"03:49:00",0,null,0.19687665068408325,0,9.4320188740457765E-11,0,0.9626741566554351,2.30681602892574,1.8067611951239027,1.1301161105114141,0.18966827512819706,0,0,1.1634927982541001E-2]
[231,"03:50:00",0,null,0.19721080568403432,0,8.4888169866411992E-11,0,0.98398703559896161,2.5398395365830932,1.7497145740932625,1.3324164081821968,0.18922694821094696,0,0,1.0471435184286901E-2]
[232,"03:51:00",0,null,0.18722254371914651,0,7.6399352879770795E-11,0,1.0031686266481354,2.4094850814065341,1.8220021136474374,1.3538061674723143,0.17030425338985228,0,0,9.4242916658582119E-3]
[233,"03:52:00",0,null,0.1692464441323881,0,6.8759417591793712E-11,0,0.99566836120660385,2.5704269941795768,1.8437716908340247,1.3172913518210454,0.15951202819384669,0,0,8.4818624992723905E-3]
[234,"03:53:00",0,null,0.20163973184805561,0,6.1883475832614343E-11,0,1.0569711234746155,2.7956149103774641,1.8140259218589594,1.4080575102561899,0.14356082537446202,0,0,7.633676249345152E-3]
[235,"03:54:00",0,null,1.0902781726036801,0,5.5695128249352908E-11,0,1.149194607726733,2.819078021276058,1.7129636316635724,1.5888018662328289,0.12920474283701583,0,0,6.8703086244106372E-3]
[236,"03:55:00",0,null,1.0353786207241715,0,5.0125615424417617E-11,0,1.1270917441773416,2.8214802262437892,1.7518751599614482,1.5535511780912961,0.11628426855331425,0,0,6.1832777619695734E-3]
[237,"03:56:00",0,null,0.95463319334413721,0,4.5113053881975859E-11,0,1.1071991669828893,2.8546441123413349,1.7313190440736406,1.5713529654564216,0.10465584169798282,0,0,5.5649499857726159E-3]
[238,"03:57:00",0,null,0.88263598423921574,0,4.0601748493778276E-11,0,1.0768195522751094,2.9154935114557121,1.7436313397051866,1.5378471673925296,9.4190257528184537E-2,0,0,5.0084549871953548E-3]
[239,"03:58:00",0,null,0.81207372553697399,0,3.6541573644400452E-11,0,0.98142489712765946,2.7538118570722259,1.8227654009785028,1.6127959425508596,8.4771231775366079E-2,0,0,4.5076094884758198E-3]
[240,"03:59:00",0,null,0.76023227400378446,0,3.2887416279960406E-11,0,0.93280980814693393,2.7814552733013436,1.7578801610820685,1.5751458467775237,7.629410859782948E-2,0,0,4.056848539628238E-3]
[241,"04:00:00",0,null,0.7560275890838748,0,2.9598674651964369E-11,0,0.84576702747522015,2.7938579513468804,1.6809579460698241,1.7144176657557773,6.8664697738046537E-2,0,0,3.6511636856654144E-3]
[242,"04:01:00",0,null,0.77078127548798736,0,2.6638807186767932E-11,0,0.96534913152854007,2.5639995569442329,1.7293082412074097,1.8397623028362056,6.1798227964241885E-2,0,0,3.286047317098873E-3]
[243,"04:02:00",0,null,0.71563002782200114,0,2.3974926468091139E-11,0,0.91210341784715976,2.7713047117997367,1.7665853085509018,1.797941076100253,5.56184051678177E-2,0,0,2.9574425853889858E-3]
[244,"04:03:00",0,null,0.74988901600659807,0,2.1577433821282026E-11,0,0.90123337805295278,2.5064615406998239,1.7506072743884686,1.8406422621074767,5.0056564651035931E-2,0,0,3.3663596973204785E-2]
[245,"04:04:00",0,null,0.72701345669109463,0,1.9419690439153824E-11,0,0.89768843919060493,2.5896527765758255,1.6806505522863828,1.9348389344868171,4.505090818593234E-2,0,0,3.0297237275884306E-2]
[246,"04:05:00",0,null,0.67965695965479767,0,1.7477721395238442E-11,0,0.84497059646268369,2.5964720009476618,1.6239277006748405,1.8649845395198854,4.0545817367339108E-2,0,0,2.7267513548295878E-2]
[247,"04:06:00",0,null,0.65291517116002107,0,1.5729949255714598E-11,0,0.97068142828064841,2.6769003890792136,1.5914026273694415,1.7898282891849928,3.6491235630605197E-2,0,0,2.4540762193466289E-2]
[248,"04:07:00",0,null,0.6068531614903081,0,1.4156954330143139E-11,0,0.94790438357041196,2.6812330504810453,1.5311281657284599,1.9013936656421646,3.2842112067544678E-2,0,0,2.2086685974119662E-2]
[249,"04:08:00",0,null,0.55119637927682419,0,1.2741258897128826E-11,0,0.93345424720387982,2.6851324457426937,1.5016448476373641,1.9214621905421811,2.9557900860790211E-2,0,0,1.9878017376707698E-2]
[250,"04:09:00",0,null,0.52019592775050894,0,1.1467133007415944E-11,0,0.88963622321553226,2.6391144947856735,1.4936353664212956,1.9457620612325313,2.6602110774711189E-2,0,0,1.7890215639036929E-2]
[251,"04:10:00",0,null,0.47456366407702055,0,1.0320419706674349E-11,0,0.80691080103695867,2.6842767557486953,1.5544797212433989,1.7697113557048478,2.394189969724007E-2,0,0,1.6101194075133236E-2]
[252,"04:11:00",0,null,0.71807600189295151,0,9.2883777360069135E-12,0,0.87461292276126579,2.694109978763914,1.6154778388636273,1.6112657207299326,2.1547709727516063E-2,0,0,1.4491074667619912E-2]
[253,"04:12:00",0,null,0.75452264364701538,0,8.359539962406223E-12,0,0.81191533085115941,2.8018256746131085,1.4909810561684038,1.5367175475998867,1.9392938754764458E-2,0,0,1.304196720085792E-2]
[254,"04:13:00",0,null,0.83982362940438382,0,7.5235859661656012E-12,0,0.8730677957213655,2.7874276091812167,1.4099358503890573,1.54996448781289,1.7453644879288011E-2,0,0,1.1737770480772129E-2]
[255,"04:14:00",0,null,0.82306462461824237,0,6.771227369549041E-12,0,0.94663061453790098,2.9971536383174162,1.3122314648216253,1.506310242648697,1.570828039135921E-2,0,0,1.0563993432694915E-2]
[256,"04:15:00",0,null,0.96963351310856605,0,6.0941046325941371E-12,0,0.87049305367968044,3.1981943951674374,1.3849781068907938,1.5040724202118303,1.413745235222329E-2,0,0,9.5075940894254248E-3]
[257,"04:16:00",{"$f":"H268","v":0},null,1.0204984546443896,0,5.4846941693347237E-12,0,0.79573104839177333,3.1936868643726175,1.2587675962817755,1.5020583800186502,1.2723707117000962E-2,0,0,8.5568346804828829E-3]
[258,"04:17:00",0,null,0.94704701311061479,0,4.9362247524012517E-12,0,0.71615794355259599,3.2143937661616739,1.2132311386441068,1.5310585437753603,1.1451336405300865E-2,0,0,7.7011512124345949E-3]
[259,"04:18:00",0,null,0.8929791373610767,0,4.4426022771611267E-12,0,0.69406954992937686,3.2638428849907575,1.2032502283967921,1.6747390930538302,1.0306202764770778E-2,0,0,6.9310360911911352E-3]
[260,{"$f":"(A271-1)/(24*60)","v":"04:19:00"},0,null,0.89268421434762535,0,3.9983420494450144E-12,0,0.64318809553200873,3.3208233931301709,1.3116586974546958,1.6618965838567843,9.2755824882937016E-3,0,0,6.2379324820720219E-3]
[261,"04:20:00",0,null,0.82717944952907374,0,3.5985078445005129E-12,0,0.67792408744288868,3.0505557553743134,1.291835031326322,1.8233061171367551,8.3480242394643311E-3,0,0,5.6141392338648196E-3]
[262,"04:21:00",0,null,0.77174955999608819,0,3.2386570600504615E-12,0,0.63489537906462001,3.3451220956541432,1.3790976179382577,1.7583668056244957,7.5132218155178985E-3,0,0,5.0527253104783376E-3]
[263,"04:22:00",0,null,0.8304285621263624,0,2.9147913540454156E-12,0,0.72603724126649505,3.165241286197066,1.4266320561833421,1.7679743251009561,6.7618996339661088E-3,0,0,4.5474527794305041E-3]
[264,"04:23:00",0,null,0.84369498630923401,0,2.6233122186408739E-12,0,0.85759232394068752,3.3742369577635163,1.401360150766424,1.9250142825368446,6.0857096705694983E-3,0,0,4.0927075014874541E-3]
[265,"04:24:00",0,null,0.91112335449959969,0,2.3609809967767866E-12,0,0.9449899967208738,3.5560949831022768,1.4343810408640365,1.8623805510452454,5.4771387035125489E-3,0,0,3.6834367513387087E-3]
[266,"04:25:00",0,null,0.95549952918147574,0,2.1248828970991081E-12,0,0.90001839778082682,3.6146631886494713,1.4208106335397179,1.8122483909831399,4.9294248331612943E-3,0,0,3.3150930762048379E-3]
[267,"04:26:00",0,null,0.98288735092153112,0,1.9123946073891975E-12,0,0.98941166145733417,4.0012119874297882,1.4394100668784031,1.7794167537128289,4.4364823498451653E-3,0,0,6.4798285325743762E-2]
[268,"04:27:00",0,null,1.007555463973909,0,1.7211551466502777E-12,0,0.92147239395795544,3.7680094836598013,1.4994388487418937,1.7003408794375086,3.9928341148606486E-3,0,0,5.8318456793169389E-2]
[269,"04:28:00",0,null,1.0621835998274951,0,1.5490396319852499E-12,0,0.88490175320641651,3.4592614351313151,1.6462813675237102,1.8023294918035109,3.5935507033745839E-3,0,0,5.2486611113852451E-2]
[270,"04:29:00",0,null,1.1050680230478707,0,1.394135668786725E-12,0,0.98204487962069886,3.6140914122999463,1.5064169311373594,1.9003574412132478,3.2341956330371254E-3,0,0,4.7237950002467208E-2]
[271,"04:30:00",0,null,1.1482500329989427,0,1.2547221019080526E-12,0,1.050759086631621,4.0997522021002251,1.5041684398516264,1.8091874981878855,2.910776069733413E-3,0,0,4.2514155002220486E-2]
[272,"04:31:00",0,null,1.0919009055535405,0,1.1292498917172473E-12,0,0.9889723774399326,4.1349565873742113,1.6505379995224698,1.6345069485120767,2.6196984627600717E-3,0,0,3.826273950199844E-2]
[273,"04:32:00",0,null,1.1891332393145926,0,1.0163249025455226E-12,0,1.0447065398042763,3.7585119298279293,1.6524028945432148,1.6502622554194442,2.3577286164840647E-3,0,0,3.4436465551798599E-2]
[274,"04:33:00",0,null,1.2102746181419224,0,9.1469241229097028E-13,0,0.97728688701498789,4.1492013595563186,1.6293176086365613,1.6026273300789158,2.1219557548356584E-3,0,0,3.0992818996618741E-2]
[275,"04:34:00",0,null,1.143493677323824,0,8.2322317106187329E-13,0,0.88579639845646874,4.5688748057540067,1.6024917428153242,1.5597558972724401,1.9097601793520926E-3,0,0,2.7893537096956866E-2]
[276,"04:35:00",0,null,1.1139709697476916,0,7.4090085395568602E-13,0,0.80345495875380146,5.3547094550003855,1.6029230652264488,1.5769372127194512,1.7187841614168834E-3,0,0,2.510418338726118E-2]
[277,"04:36:00",0,null,1.0427601825873756,0,6.6681076856011742E-13,0,0.72934766302140097,6.1300135033968273,1.4611562592993734,1.4377689920430756,1.5469057452751952E-3,0,0,2.2593765048535063E-2]
[278,"04:37:00",0,null,0.96227337941652857,0,6.0012969170410569E-13,0,0.71822759827642024,6.2589781621971596,1.3830935332069301,1.590778496494774,1.3922151707476758E-3,0,0,2.0334388543681556E-2]
[279,"04:38:00",0,null,0.88664121054225853,0,5.4011672253369512E-13,0,0.73298323739172566,6.9128535812984833,1.5230450784763252,1.5986193418182886,1.2529936536729083E-3,0,0,1.8300949689313402E-2]
[280,"04:39:00",0,null,0.83224413355541549,0,4.8610505028032558E-13,0,0.66592311379553271,7.5198669635555948,1.6798142810702819,1.5253358065794071,1.1276942883056175E-3,0,0,1.6470854720382063E-2]
[281,"04:40:00",0,null,0.78473329747038179,0,4.3749454525229301E-13,0,0.72296030089772945,7.3119256678195423,1.7900937515533417,1.4841444295385624,1.0149248594750557E-3,0,0,1.4823769248343856E-2]
[282,"04:41:00",0,null,0.76557011786982809,0,3.9374509072706371E-13,0,0.70624086945221309,7.4771413728271394,1.8768688784274266,1.632516390240712,9.1343237352755019E-4,0,0,1.3341392323509471E-2]
[283,"04:42:00",0,null,0.69602909729378282,0,3.5437058165435734E-13,0,0.84582467397122485,8.0154385499365155,1.713945690950704,1.7660511548726467,8.220891361747952E-4,0,0,1.2007253091158524E-2]
[284,"04:43:00",0,null,0.6653666172519046,0,3.1893352348892161E-13,0,0.89110990333618734,8.5431952892726937,1.8701503135212827,1.8119413330026313,7.3988022255731573E-4,0,0,1.0806527782042672E-2]
[285,"04:44:00",0,null,0.59882995552671414,0,2.8704017114002948E-13,0,0.8700518128400625,8.0412386553573256,2.0232108703954728,1.6925619012595274,6.658922003015842E-4,0,0,9.7258750038384054E-3]
[286,"04:45:00",0,null,0.62374195814298805,0,2.5833615402602656E-13,0,0.82009763274719549,7.7873984125632925,2.1794908766481615,1.739751800878143,5.9930298027142579E-4,0,0,8.7532875034545647E-3]
[287,"04:46:00",0,null,0.58545070910603303,0,2.3250253862342393E-13,0,0.81842817146298497,8.3997738552730237,2.3509557894945146,1.6585932180136107,5.3937268224428319E-4,0,0,7.8779587531091089E-3]
[288,"04:47:00",0,null,0.64745770118371082,0,2.0925228476108155E-13,0,0.77363635550782572,8.3511007719612973,2.6846692906689644,1.6226015929743347,4.854354140198549E-4,0,0,7.0901628777981984E-3]
[289,"04:48:00",0,null,0.59368376334073036,0,1.8832705628497341E-13,0,0.75184931860129978,8.9874462688008077,2.8613819670860772,1.5036306331483749,4.3689187261786942E-4,0,0,6.3811465900183786E-3]
[290,"04:49:00",0,null,0.94052571415509545,0,1.6949435065647607E-13,0,0.76948098396445175,9.2943727616106671,2.8595537774728061,1.6005265667970385,3.9320268535608248E-4,0,0,5.7430319310165408E-3]
[291,"04:50:00",0,null,1.0627046796048201,0,1.5254491559082847E-13,0,0.77287318755851564,8.9893210807712567,3.2042222171693737,1.6321563084365787,3.5388241682047427E-4,0,0,5.1687287379148872E-3]
[292,"04:51:00",0,null,1.1122699355212911,0,1.3729042403174562E-13,0,0.79464067026674479,9.4319768976514098,3.5391874924006785,1.7904907845951787,3.1849417513842682E-4,0,0,4.6518558641233986E-3]
[293,"04:52:00",0,null,1.2593719519789279,0,1.2356138162857106E-13,0,0.9316226929846384,9.5335807291875394,3.7045504642757225,1.6732564076928202,2.8664475762458412E-4,0,0,4.186670277711059E-3]
[294,"04:53:00",0,null,1.3655579409851373,0,1.1120524346571396E-13,0,1.1787251255294366,9.8785213966557457,4.0265340202956601,1.8274808739257962,2.579802818621257E-4,0,0,3.7680032499399531E-3]
[295,"04:54:00",0,null,1.5120523025262718,0,1.0008471911914256E-13,0,1.438168301109733,10.442465025727962,4.1926896983899953,1.9600446952551407,2.3218225367591314E-4,0,0,3.3912029249459578E-3]
[296,"04:55:00",0,null,1.7327739521564576,0,9.0076247207228314E-14,0,1.5045593624629929,10.999541841636617,4.0392052305804151,2.0978776156756105,2.0896402830832182E-4,0,0,3.0520826324513619E-3]
[297,"04:56:00",0,null,1.7246172539622959,0,8.1068622486505487E-14,0,1.5582622330175357,11.606014850160946,4.1978556132077989,2.1415870493518847,1.8806762547748964E-4,0,0,2.7468743692062258E-3]
[298,"04:57:00",0,null,1.8164030413834493,0,7.296176023785494E-14,0,1.4086742098587619,12.188891758699542,3.9882779433512523,2.1005852495909512,1.6926086292974067E-4,0,0,2.4721869322856032E-3]
[299,"04:58:00",0,null,1.8412248344130733,0,6.5665584214069447E-14,0,1.6141205992213967,12.385692623417969,3.7130796474978771,2.1130220182491048,1.523347766367666E-4,0,0,2.2249682390570432E-3]
[300,"04:59:00",0,null,1.8697171733594611,0,5.9099025792662509E-14,0,1.5022359400312975,12.810261369193853,3.5582177724926578,2.1119277078884275,1.3710129897308995E-4,0,0,2.0024714151513391E-3]
[301,"05:00:00",0,null,1.8700093262627731,0,5.3189123213396258E-14,0,1.3830142446745224,13.303526270787648,4.0802787619670253,2.160470235256323,1.2339116907578095E-4,0,0,1.8022242736362053E-3]
[302,"05:01:00",0,null,1.8450368970544646,0,4.787021089205663E-14,0,1.3127657200445639,13.889808775544823,3.6784890859133026,2.2226841103207788,1.1105205216820286E-4,0,0,1.6220018462725849E-3]
[303,"05:02:00",0,null,1.8238087353031203,0,4.3083189802850966E-14,0,1.6020940445855176,14.102151216471791,3.3354038776879928,2.1425707028363692,9.9946846951382571E-5,0,0,1.4598016616453264E-3]
[304,"05:03:00",0,null,1.7902247062552301,0,3.8774870822565873E-14,0,1.9985954555566539,13.872843535010162,3.0328653885655483,2.1137578325916424,8.9952162256244311E-5,0,0,1.3138214954807937E-3]
[305,"05:04:00",0,null,1.7202907518650592,0,3.4897383740309286E-14,0,2.0399457030918087,14.550587562856807,2.8284446508049559,2.2299812409981272,8.0956946030619878E-5,0,0,1.1824393459327143E-3]
[306,"05:05:00",0,null,1.6765125616883192,0,3.1407645366278358E-14,0,2.287557930954625,14.746190465811846,3.5162995913946267,2.1861891186568894,7.2861251427557897E-5,0,0,1.064195411339443E-3]
[307,"05:06:00",0,null,1.575653984352495,0,2.8266880829650523E-14,0,2.6340384583547678,15.250021240702832,3.9869757884136114,2.2951693984568493,6.5575126284802109E-5,0,0,1.3245075950266499E-2]
[308,"05:07:00",0,null,1.5498615809123626,0,2.544019274668547E-14,0,2.8655305952616015,14.9739794208928,4.6145542258076002,2.1892819570929145,5.9017613656321898E-5,0,0,1.1920568355239849E-2]
[309,"05:08:00",0,null,1.4756272233582357,0,2.2896173472016923E-14,0,3.2965578541863696,15.35597658225811,5.006217890446079,2.1495597631421979,5.3115852290689706E-5,0,0,1.0728511519715864E-2]
[310,"05:09:00",0,null,1.454385530685498,0,2.0606556124815231E-14,0,3.5236128841974206,15.093913889547439,5.7545564056617211,2.1633372787255611,4.7804267061620734E-5,0,0,9.6556603677442777E-3]
[311,"05:10:00",0,null,1.4410720691696821,0,1.8545900512333708E-14,0,3.8515918858472586,15.668076387006266,5.5499892605407997,2.1882133439438252,4.3023840355458659E-5,0,0,8.6900943309698494E-3]
[312,"05:11:00",0,null,1.4071394227995888,0,1.6691310461100338E-14,0,4.1407237834594319,15.36875455763181,6.1511339998004395,2.0497323115399517,3.8721456319912796E-5,0,0,7.8210848978728653E-3]
[313,"05:12:00",0,null,1.4114167830098641,0,1.5022179414990305E-14,0,3.9183338034327329,15.8103289233408,6.7169280400059463,2.0672543740032054,3.4849310687921514E-5,0,0,7.038976408085579E-3]
[314,"05:13:00",0,null,1.3774280435516506,0,1.3519961473491275E-14,0,3.8605269266523865,16.362188258179572,7.3682976558967122,2.132551636912638,3.1364379619129365E-5,0,0,6.3350787672770215E-3]
[315,"05:14:00",0,null,1.3983148473507827,0,1.2167965326142149E-14,0,3.6105801290295667,17.007254909046186,7.2373279805627782,2.104740673260284,2.8227941657216428E-5,0,0,5.7015708905493196E-3]
[316,"05:15:00",0,null,1.3087477211362122,0,1.0951168793527934E-14,0,3.3485769175906905,17.606340399892058,8.0963929005545996,2.1107126956788238,2.5405147491494785E-5,0,0,5.1314138014943878E-3]
[317,"05:16:00",0,null,1.2136376432364582,0,9.8560519141751404E-15,0,3.9229819783645805,18.182757370034693,7.8432753123118841,2.1716641264206946,2.2864632742345308E-5,0,0,4.618272421344949E-3]
[318,"05:17:00",0,null,1.1599294422673045,0,8.8704467227576268E-15,0,4.5450505026350525,18.998130123936985,8.610743549818487,2.2575223157149651,2.0578169468110777E-5,0,0,4.1564451792104546E-3]
[319,"05:18:00",0,null,1.0791141103452615,0,7.9834020504818638E-15,0,4.5482014544162253,19.664101565888988,9.4190453773927878,2.0998229839809626,1.85203525212997E-5,0,0,3.7408006612894094E-3]
[320,"05:19:00",0,null,1.0530489364933526,0,7.1850618454336784E-15,0,4.5262734884637394,20.028504244993449,10.165042527275579,2.1185741774804496,1.6668317269169731E-5,0,0,3.3667205951604683E-3]
[321,"05:20:00",{"$f":"H332","v":0},null,1.1313538145725333,0,6.4665556608903107E-15,0,4.7231735463098712,20.931324940184048,11.021884221813652,2.1416883545428904,1.5001485542252759E-5,0,0,3.0300485356444216E-3]
[322,"05:21:00",0,null,1.0643644444678191,0,5.8199000948012794E-15,0,5.5374345608195146,21.428740580015742,10.760527556224083,2.3231717178801055,1.3501336988027483E-5,0,0,2.7270436820799795E-3]
[323,"05:22:00",0,null,1.0133868318081465,0,5.2379100853211515E-15,0,5.589929326859755,21.406471418559576,11.508293388858515,2.4802685466032637,1.2151203289224734E-5,0,0,2.4543393138719816E-3]
[324,{"$f":"(A335-1)/(24*60)","v":"05:23:00"},0,null,0.91910228681092565,0,4.7141190767890367E-15,0,5.6865130047389654,21.442005688446777,11.34668905607618,2.6836594718654223,1.0936082960302261E-5,0,0,2.2089053824847836E-3]
[325,"05:24:00",0,null,0.87496160463862216,0,4.2427071691101329E-15,0,6.7940431160082291,21.53580141171636,11.13319219712994,2.6935544232689681,9.8424746642720363E-6,0,0,1.9880148442363052E-3]
[326,"05:25:00",0,null,0.79174896773433023,0,3.8184364521991198E-15,0,6.8692701806738858,21.008308268530566,12.214768912475536,2.6406450706866393,8.8582271978448328E-6,0,0,1.7892133598126747E-3]
[327,"05:26:00",0,null,0.75669371512593631,0,3.4365928069792078E-15,0,7.2832883492214879,20.570615449795191,13.076845907641554,2.7166561518442935,7.9724044780603499E-6,0,0,1.6102920238314073E-3]
[328,"05:27:00",0,null,0.72132394993658489,0,3.0929335262812869E-15,0,8.3611976887378194,20.980472659393314,14.025872132307088,2.7665406436621223,7.1751640302543154E-6,0,0,1.4492628214482666E-3]
[329,"05:28:00",0,null,0.66680477515777026,0,2.7836401736531584E-15,0,8.483868126773217,21.194712724081423,14.43481617670577,2.8855387780874144,6.4576476272288843E-6,0,0,1.3043365393034399E-3]
[330,"05:29:00",0,null,0.62285607864785264,0,2.5052761562878425E-15,0,9.4292431396574159,21.882235699109803,15.513829828810584,2.8009546888300041,5.8118828645059962E-6,0,0,1.1739028853730959E-3]
[331,"05:30:00",0,null,0.56221269795591899,0,2.2547485406590583E-15,0,10.317131661385034,22.871894895922452,15.848080123822596,2.996851613440656,5.230694578055397E-6,0,0,1.0565125968357864E-3]
[332,"05:31:00",0,null,0.50599142816032716,0,2.0292736865931524E-15,0,10.85649603278315,23.193779045246227,16.742478196645415,3.1856352421509118,4.707625120249857E-6,0,0,9.5086133715220785E-4]
[333,"05:32:00",0,null,0.45539228534429443,0,1.8263463179338373E-15,0,11.187292543091266,23.464949274571705,17.040442024014563,3.2379602133810717,4.2368626082248711E-6,0,0,8.5577520343698712E-4]
[334,"05:33:00",0,null,0.409853056809865,0,1.6437116861404536E-15,0,12.363270205591219,24.407490144233677,16.962484819598949,3.1428976839405478,3.8131763474023839E-6,0,0,7.7019768309328845E-4]
[335,"05:34:00",0,null,0.36886775112887848,0,1.4793405175264083E-15,0,13.378360917270868,24.847837588245369,17.974175867058005,3.4839954124947354,3.4318587126621454E-6,0,0,6.9317791478395964E-4]
[336,"05:35:00",0,null,0.33198097601599064,0,1.3314064657737676E-15,0,14.477575835675623,25.256437618483332,17.988289537981593,3.8403217566364969,3.088672841395931E-6,0,0,6.2386012330556374E-4]
[337,"05:36:00",0,null,0.29878287841439161,0,1.1982658191963908E-15,0,15.281235984346832,26.322854327216049,18.000991841812827,3.5551553820688095,2.7798055572563378E-6,0,0,5.6147411097500735E-4]
[338,"05:37:00",0,null,0.26890459057295246,0,1.0784392372767517E-15,0,16.38808400456449,27.492837113488584,17.969134730690627,3.8365018357442526,2.5018250015307041E-6,0,0,3.7556327891016705E-2]
[339,"05:38:00",0,null,0.24201413151565723,0,9.7059531354907662E-16,0,16.858538452008432,29.095916225626056,18.873922612602037,3.8855548610931674,2.2516425013776336E-6,0,0,3.3800695101915038E-2]
[340,"05:39:00",0,null,0.23215865037092742,0,8.7353578219416894E-16,0,18.277788671749001,30.946816164953102,19.725471734703653,3.8803641716223396,2.0264782512398704E-6,0,0,3.0420625591723535E-2]
[341,"05:40:00",0,null,0.20894278533383467,0,7.8618220397475208E-16,0,18.88706081470594,31.883136593135522,19.47163908454872,4.2836320566756818,1.8238304261158835E-6,0,0,2.7378563032551182E-2]
[342,"05:41:00",0,null,0.18804850680045121,0,7.0756398357727691E-16,0,20.449772656208975,33.844917538314164,20.380807955024508,4.9125467211863336,1.6414473835042952E-6,0,0,2.4640706729296063E-2]
[343,"05:42:00",0,null,0.16924365612040609,0,6.3680758521954919E-16,0,21.311978847008977,35.10352614153841,21.40926768686581,5.3795151058609134,1.4773026451538656E-6,0,0,2.2176636056366456E-2]
[344,"05:43:00",0,null,0.16566767918024047,0,5.7312682669759424E-16,0,22.248833826382793,37.138920139933397,21.772310682888701,5.0207695970333974,1.3295723806384792E-6,0,0,1.995897245072981E-2]
[345,"05:44:00",0,null,0.16131366455811483,0,5.1581414402783488E-16,0,24.106370029926154,38.352438251672481,22.173151399572973,5.6007342823801078,1.1966151425746314E-6,0,0,1.796307520565683E-2]
[346,"05:45:00",0,null,0.27137515393726436,0,4.6423272962505141E-16,0,25.376073221635689,40.124755919425155,23.189295732271926,5.6650464494637527,1.0769536283171683E-6,0,0,1.6166767685091149E-2]
[347,"05:46:00",0,null,0.30703480346053014,0,4.1780945666254628E-16,0,26.333173007016072,41.874473244352764,24.147114816271294,5.4509046995292794,9.6925826548545141E-7,0,0,1.4550090916582034E-2]
[348,"05:47:00",0,null,0.27633132311447711,0,3.7602851099629167E-16,0,28.023485085586927,43.49231881237354,24.551685103442995,6.2165892234728313,8.7233243893690625E-7,0,0,1.309508182492383E-2]
[349,"05:48:00",0,null,0.25404868518779505,0,3.3842565989666253E-16,0,29.229264933961826,45.313219377425249,24.606535513997134,6.4605258325891715,7.8509919504321567E-7,0,0,1.1785573642431447E-2]
[350,"05:49:00",0,null,0.25505296583893744,0,3.0458309390699628E-16,0,30.747548233656463,47.286056222641704,25.101080441296151,6.3647568720719541,7.0658927553889411E-7,0,0,1.0607016278188303E-2]
[351,"05:50:00",0,null,0.22954766925504369,0,2.7412478451629666E-16,0,32.305685637463668,49.333632393590428,24.934261581736845,6.6619295804030889,6.3593034798500476E-7,0,0,9.546314650369472E-3]
[352,"05:51:00",0,null,0.20659290232953934,0,2.4671230606466699E-16,0,33.231638680162611,51.516526631038033,24.648018879984061,7.1518802876764997,5.7233731318650432E-7,0,0,8.5916831853325246E-3]
[353,"05:52:00",0,null,0.1859336120965854,0,2.220410754582003E-16,0,35.159892735119982,52.603248296547513,25.459965649212215,7.5805485935951298,5.1510358186785388E-7,0,0,7.7325148667992723E-3]
[354,"05:53:00",0,null,0.22627083865548156,0,1.9983696791238028E-16,0,36.697400776061116,55.083566014500185,24.960471960572733,8.5536846064279963,4.6359322368106852E-7,0,0,6.9592633801193451E-3]
[355,"05:54:00",6.2382001429796205E-3,null,0.24600024587880059,0,1.7985327112114226E-16,6.2382001429796205E-3,38.24202722982708,56.691466889856812,24.492402135731279,9.800395537264686,4.1723390131296168E-7,0,0,6.2633370421074103E-3]
[356,"05:55:00",1.1852580271661278E-2,null,0.35862708896670159,0,1.6186794400902803E-16,1.1852580271661278E-2,40.516690397347304,58.688860728214884,24.942783885659132,10.520545001787728,3.7551051118166554E-7,0,0,5.6370033378966697E-3]
[357,"05:56:00",2.9192822840064754E-2,null,0.36633928546553923,0,1.4568114960812523E-16,2.9192822840064754E-2,42.056703791694609,59.967233413938317,24.451719188804649,11.582857223715884,3.3795946006349898E-7,0,0,5.0733030041070024E-3]
[358,"05:57:00",4.4799041151627882E-2,null,0.37902290757816504,0,1.3111303464731271E-16,4.4799041151627882E-2,44.438557063648197,60.728166169956594,24.819590864284535,12.730620657533256,3.0416351405714908E-7,0,0,4.5659727036963024E-3]
[359,"05:58:00",6.50828374024853E-2,null,0.34360093298245792,0,1.1800173118258144E-16,6.50828374024853E-2,45.846119280257007,61.654215061994137,25.156913546654913,13.343191869673001,2.7374716265143419E-7,0,0,4.1093754333266725E-3]
[360,"05:59:00",8.3338254028256981E-2,null,0.30924083968421212,0,1.0620155806432329E-16,8.3338254028256981E-2,47.168501599667827,63.192385474740036,24.731014252841472,13.820403940335092,2.4637244638629079E-7,0,0,3.6984378899940053E-3]
[361,"06:00:00",0.11205542981657049,null,0.2783167557157909,0,9.5581402257890969E-17,0.11205542981657049,49.292861614261597,63.989404404072673,24.706306077069048,15.288457960058903,2.2173520174766172E-7,0,0,3.3285941009946049E-3]
[362,"06:01:00",0.16266458839207285,null,0.25048508014421184,0,8.6023262032101878E-17,0.16266458839207285,51.433518690140133,64.811824742474002,24.312991181337242,15.781351170095494,1.9956168157289556E-7,0,0,2.9957346908951444E-3]
[363,"06:02:00",0.19592553028490597,null,0.22543657212979065,0,7.7420935828891689E-17,0.19592553028490597,53.34158436263003,66.120812556312544,24.849366890779201,17.337809635239267,1.7960551341560601E-7,0,0,2.6961612218056302E-3]
[364,"06:03:00",0.23814767881357479,null,0.21606506457501468,0,6.967884224600252E-17,0.23814767881357479,54.514420555273276,68.399468452780894,25.344392359904411,18.71385857436427,1.6164496207404541E-7,0,0,2.4265450996250673E-3]
[365,"06:04:00",0.2886240090500457,null,0.19445855811751322,0,6.2710958021402275E-17,0.2886240090500457,55.768082564687361,70.128708771809443,25.616947371350491,19.068181678414664,1.4548046586664088E-7,0,0,2.1838905896625605E-3]
[366,"06:05:00",0.32781450798253503,null,0.17501270230576191,0,5.6439862219262053E-17,0.32781450798253503,57.013769577994012,72.921698032567946,26.053740297484481,19.269681076491171,1.309324192799768E-7,0,0,1.9655015306963043E-3]
[367,"06:06:00",0.36932415530210994,null,0.19098616352049824,0,5.0795875997335849E-17,0.36932415530210994,59.093866924393836,75.948431580141246,26.601485354955273,20.242334932343034,1.1783917735197912E-7,0,0,1.768951377626674E-3]
[368,"06:07:00",0.41273204176240796,null,0.17188754716844842,0,4.5716288397602266E-17,0.41273204176240796,60.365954536153673,78.969089062996218,26.970826336671657,20.994093832602381,1.0605525961678121E-7,0,0,1.5920562398640066E-3]
[369,"06:08:00",0.47051363905024796,null,0.15469879245160359,0,4.114465955784204E-17,0.47051363905024796,61.869623975116433,82.336830120075504,26.635558392640721,21.744778863099462,9.5449733655103085E-8,0,0,1.4328506158776059E-3]
[370,"06:09:00",0.51004067408817055,null,0.13922891320644323,0,3.7030193602057836E-17,0.51004067408817055,64.249769731901665,86.635282880773062,27.125121640595893,22.469922940290498,8.5904760289592773E-8,0,0,1.2895655542898453E-3]
[371,"06:10:00",0.53937690866986254,null,0.18208397598736142,0,3.3327174241852051E-17,0.53937690866986254,66.262032596357983,91.795762771406658,27.646068949192554,23.153554463705298,7.7314284260633492E-8,0,0,1.1606089988608608E-3]
[372,"06:11:00",0.57201761674582374,null,0.19500579689448469,0,2.9994456817666847E-17,0.57201761674582374,67.819383413870625,96.304277009402682,28.127397875806501,23.71305730133135,6.958285583457014E-8,0,0,1.0445480989747747E-3]
[373,"06:12:00",0.6261580586883374,null,0.17550521720503623,0,2.6995011135900163E-17,0.6261580586883374,69.932151798557783,100.40522900816943,28.566642875213152,24.080692954560035,6.262457025111313E-8,0,0,9.4009328907729728E-4]
[374,"06:13:00",0.69340994958158864,null,0.17114820744742321,0,2.4295510022310148E-17,0.69340994958158864,71.0419609106942,104.68965880510639,28.671415240829045,23.719126535385772,5.6362113226001815E-8,0,0,8.4608396016956752E-4]
[375,"06:14:00",0.77246215645143279,null,0.15403338670268088,0,2.1865959020079133E-17,0.77246215645143279,72.931526263716577,108.25509691629495,28.951154629526901,23.028877395030786,5.0725901903401632E-8,0,0,7.6147556415261076E-4]
[376,"06:15:00",0.86213463577928162,null,0.14311155438006906,0,1.967936311807122E-17,0.86213463577928162,75.244422984268752,110.41900067681385,29.240160107736322,22.679675797495477,4.5653311713061467E-8,0,0,6.8532800773734974E-4]
[377,"06:16:00",0.98007997900219546,null,0.16587963783366377,0,1.7711426806264097E-17,0.98007997900219546,76.528109042775469,111.67407631714028,29.6609454275291,22.285054165011559,4.1087980541755322E-8,0,0,6.1679520696361482E-4]
[378,"06:17:00",1.0489906760749679,null,0.205222002419438,0,1.5940284125637689E-17,1.0489906760749679,78.741082592843625,112.67377683972315,29.334926568369941,22.721388111608544,3.6979182487579794E-8,0,0,5.5511568626725333E-4]
[379,"06:18:00",1.111010303440463,null,0.21868074394995513,0,1.434625571307392E-17,1.111010303440463,80.973968962465563,114.47010460008673,29.406159749240466,23.435449633089291,3.3281264238821816E-8,0,0,4.9960411764052803E-4]
[380,"06:19:00",1.1730661782706717,null,0.28875221423269404,0,1.2287300080061013E-2,1.1730661782706717,82.253699141414316,116.00022121527336,30.428681591699231,24.356365805644622,2.9953137814939634E-8,0,0,4.4964370587647522E-4]
[381,"06:20:00",1.2599183672444465,null,0.3718768859979017,0,5.4347769543528615E-2,1.2599183672444465,83.281826541726019,115.97392345898042,30.526645189121108,24.671957939069419,2.6957824033445671E-8,0,0,4.046793352888277E-4]
[382,"06:21:00",1.3380853373208439,null,0.34507699952213494,0,0.12320409070700415,1.3380853373208439,85.506006711039731,116.06764668315078,31.511220889325209,26.198902007223026,2.4262041630101105E-8,0,0,3.6421140175994495E-4]
[383,"06:22:00",1.4084356103896014,null,0.43472854029257746,0,0.20974948273226623,1.4084356103896014,86.74689926503342,115.1627725788005,32.718889007301868,27.523624309552485,6.2382219788170877E-3,0,0,3.2779026158395047E-4]
[384,"06:23:00",1.4902763612174015,null,0.39125568626331975,0,0.33716773628704261,1.4902763612174015,88.803967456205882,114.14441554797125,33.743975433109775,30.428539939510326,1.7901699860996378E-2,0,0,2.9501123542555543E-4]
[385,"06:24:00",{"$f":"H396","v":1.6009840232523993},null,0.35213011763698776,0,0.47036965763133043,1.6009840232523993,90.810338288710298,113.27118416773463,34.660315041898407,33.475856233645239,3.4637030470466346E-2,0,0,2.6551011188299988E-4]
[386,"06:25:00",1.7191465195172475,null,0.31691710587328897,0,0.62125328846777639,1.7191465195172475,92.869569352417372,112.32440632713308,34.532846693836497,36.360595591970167,4.3460627503480717E-2,0,0,2.3895910069469991E-4]
[387,"06:26:00",1.8254927661556108,null,0.28522539528596008,0,0.80657595099215385,1.8254927661556108,94.463141439392444,110.84168188094321,35.116802243569055,39.692588706112993,5.1401864833193645E-2,0,0,2.1506319062522991E-4]
[388,{"$f":"(A399-1)/(24*60)","v":"06:27:00"},1.9212043881301379,null,0.25670285575736407,0,1.0227047595489445,1.9212043881301379,95.742914484173895,110.15637920188209,34.801530291001697,43.074558168021227,5.8548978429935283E-2,0,0,1.9355687156270694E-4]
[389,"06:28:00",2.0073448479072122,null,0.24215126830174488,0,1.2544607871569771,2.0073448479072122,97.872025745717409,108.72353928584427,34.23347557427946,46.359540858299191,7.1219581182511357E-2,0,0,6.1988902741565835E-2]
[390,"06:29:00",2.1406368666794182,null,0.24175472972840628,0,1.5123795050797684,2.1406368666794182,99.454199544436676,108.52207387654694,33.586120410345167,49.105817149666549,8.2623123659829822E-2,0,0,5.579001246740925E-2]
[391,"06:30:00",2.2791251886403217,null,0.21757925675556566,0,1.7877956549898826,2.2791251886403217,100.89687010512971,108.48914825769106,32.916922393663683,52.282569876838565,0.11141181248498605,0,0,5.0211011220668324E-2]
[392,"06:31:00",2.4595302833779744,null,0.1958213310800091,0,2.0789593744792971,2.4595302833779744,103.50680467664803,108.54609356986145,33.161713918945757,54.523310844476981,0.15584722988074406,0,0,4.5189910098601495E-2]
[393,"06:32:00",2.64042037370778,null,0.17623919797200818,0,2.4462997575269725,2.64042037370778,106.05990533691293,108.6839227199554,32.386563301892494,56.824477074482417,0.23307910411595156,0,0,4.0670919088741347E-2]
[394,"06:33:00",2.9516146568326072,null,0.20722215073340117,0,2.8447699957787922,2.9516146568326072,108.09814926977434,108.98717504024508,31.534485340843876,59.791934762541985,0.30863699480031892,0,0,3.6603827179867217E-2]
[395,"06:34:00",3.2997423757196596,null,0.18649993566006107,0,3.240633286270493,3.2997423757196596,110.4832302778555,108.40074467611318,30.71808781689133,62.252438551912789,0.40764099208237203,0,0,3.2943444461880494E-2]
[396,"06:35:00",3.6933976604713017,null,0.16784994209405496,0,3.6216739749011335,3.6933976604713017,112.79048433747226,108.60244724707606,31.145711789718799,64.448177820500803,0.52150829298247181,0,0,2.9649100015692445E-2]
[397,"06:36:00",4.1590295130765149,null,0.15106494788464947,0,3.9831360997346286,4.1590295130765149,115.15812779825634,107.69588904580596,31.567624375395361,66.325288444212447,0.64856346544279964,0,0,2.6684190014123203E-2]
[398,"06:37:00",4.5348089481671785,null,0.13595845309618454,0,4.3207392950285,4.5348089481671785,117.2827691199932,107.29435281456517,31.193092505787959,67.254196062193543,0.82472791758168662,0,0,6.1066772203850081E-2]
[399,"06:38:00",4.8421976517391325,null,0.12236260778656609,0,4.6308203452314611,4.8421976517391325,119.07112733982979,105.64072090835279,31.628792715658385,69.011762906169494,1.076092515769502,0,0,5.4960094983465074E-2]
[400,"06:39:00",5.118847484953891,null,0.11012634700790948,0,4.9469443005459608,5.118847484953891,121.15683076795622,104.01029749915814,32.107501273682388,70.426654883374823,1.4134737560596169,0,0,4.9464085485118568E-2]
[401,"06:40:00",5.4048833449790106,null,0.12733522414793882,0,5.3057470895770571,5.4048833449790106,122.6008827985825,101.37448533957436,32.198263292310237,72.479074539080315,1.7604061999421803,0,0,4.4517676936606715E-2]
[402,"06:41:00",5.7056048035719291,null,0.11516513251927776,0,5.6657206098368809,5.7056048035719291,124.22264724089226,98.711705689894259,32.811707226751096,74.394494111539473,2.0047814582438601,0,0,4.0065909242946042E-2]
[403,"06:42:00",6.0133052218048242,null,0.11307511768043593,0,6.0329859626410345,6.0133052218048242,126.78941907686163,95.455847315729045,33.413145299242004,75.456746055365997,2.1504281045184732,0,0,3.6059318318651438E-2]
[404,"06:43:00",6.2408971620877214,null,0.10390993989676733,0,6.4068140601025174,6.2408971620877214,129.31614886106996,92.321415996021372,33.218711682098565,75.874965340210252,2.2815100861656248,0,0,3.2453386486786293E-2]
[405,"06:44:00",6.3776770442676209,null,9.3518945907090603E-2,0,6.7494974268888965,6.3776770442676209,131.83103666050985,89.191353787898734,32.858277167025918,77.487658015173608,2.4737749558449602,0,0,2.9208047838107664E-2]
[406,"06:45:00",6.3894367465333648,null,8.4167051316381539E-2,0,7.0826762318684668,6.3894367465333648,134.33564509162687,86.275431910085416,32.465833239385823,79.291633455111324,2.7519172604466213,0,0,2.6287243054296899E-2]
[407,"06:46:00",6.3627803548237551,null,7.5750346184743383E-2,0,7.3577733814782516,6.3627803548237551,136.0330818642025,82.736168443197968,32.155922889080053,81.31086335911192,3.0948729552851382,0,0,2.3658518748867208E-2]
[408,"06:47:00",6.345027824407298,null,6.8175311566269048E-2,0,7.6053608161270576,6.345027824407298,137.65945202250884,79.896955972047124,32.037684153944014,83.20851084888433,3.4345349822663902,0,0,2.1292666873980487E-2]
[409,"06:48:00",6.3352887214709632,null,0.10250539393503275,0,7.7849003227406701,6.3352887214709632,139.50673924213297,76.476069502650034,31.597431783166314,85.237754368488098,3.7402308065495173,0,0,1.9163400186582438E-2]
[410,"06:49:00",6.3573364598890532,null,9.2254854541529471E-2,0,7.9897750632632345,6.3573364598890532,141.75700983696268,73.582715939836206,31.473227468985424,87.317570850584588,3.9905933212162203,0,0,1.7247060167924193E-2]
[411,"06:50:00",6.4452323362237562,null,8.3029369087376528E-2,0,8.1741623297335426,6.4452323362237562,143.55938044750474,71.430115274807676,32.443485135905242,90.500180678367926,4.2034432832230166,0,0,1.5522354151131774E-2]
[412,"06:51:00",6.6666825751965959,null,0.10342058501067018,0,8.3956874801220085,6.6666825751965959,146.02896272746125,69.128124712903087,32.599514658813739,93.896098432064335,4.4197719762172429,0,0,1.3970118736018597E-2]
[413,"06:52:00",6.8722260600780594,null,9.8247441304525035E-2,0,8.6693512493522373,6.8722260600780594,148.00413804895345,66.629678772984846,33.148069967834708,96.872083834219211,4.6515187623601664,0,0,1.2573106862416738E-2]
[414,"06:53:00",7.1870828455497433,null,0.10655242739868193,0,9.0269907856718934,7.1870828455497433,150.85230670255422,65.302249759822104,33.548952820904759,100.8117187125161,4.8415653648228796,0,0,1.1315796176175064E-2]
[415,"06:54:00",7.829244159383439,null,9.5897184658813736E-2,0,9.4539703379335656,7.829244159383439,153.07539359821681,63.297733554591844,33.804643705196128,104.04831570112779,4.9507925220356599,0,0,1.0184216558557557E-2]
[416,"06:55:00",9.0317640030886448,null,8.6307466192932364E-2,0,9.9185922250386511,9.0317640030886448,155.02059471691072,61.604822381749855,35.203385419881599,107.62268945328061,5.0120459533953259,0,0,9.1657949027018019E-3]
[417,"06:56:00",10.089268182918941,null,7.7676719573639127E-2,0,10.417281231752318,10.089268182918941,157.68072854355944,60.068914804829753,35.775863421472536,110.93868131117526,5.0734122637412185,0,0,8.2492154124316226E-3]
[418,"06:57:00",10.892628695254487,null,7.8112935555728347E-2,0,10.971205307368587,10.892628695254487,160.42740025707459,59.317221993780365,35.845914255838956,113.53366053113194,5.1534056225569156,0,0,7.4242938711884601E-3]
[419,"06:58:00",11.553838466720249,null,7.4983419954257072E-2,0,11.636655730000868,11.553838466720249,163.13456562687495,58.795329506316392,35.896672485406434,116.84589048631955,5.1943977438644566,0,0,6.6818644840696143E-3]
[420,"06:59:00",11.938530208274543,null,6.7485077958831366E-2,0,12.427243544451951,11.938530208274543,165.84946447190225,57.398216141866399,37.024396441699771,119.7278419650314,5.1942396905931227,0,0,6.0136780356626531E-3]
[421,"07:00:00",12.062068487648508,null,6.0736570162948228E-2,0,13.287354654484297,12.062068487648508,167.98304372051282,56.858016491180742,37.946531458784676,121.98776040524706,5.1630955410223356,0,0,5.4123102320963882E-3]
[422,"07:01:00",12.297071431974478,null,5.4662913146653405E-2,0,14.203609728586647,12.297071431974478,170.00855831818814,55.901893568258956,39.011424592813441,124.10202757761296,5.2031186704833345,0,0,4.8710792088867494E-3]
[423,"07:02:00",12.681731010883961,null,4.9196621831988065E-2,0,15.213872573171832,12.681731010883961,172.53700241312714,55.529851489265091,39.976066587877796,127.43303423147276,5.3257179991900063,0,0,4.3839712879980746E-3]
[424,"07:03:00",13.188794230291176,null,4.4276959648789256E-2,0,16.345604403073889,13.188794230291176,174.41562791644333,55.1517244336003,39.867306898694508,129.59010922629429,5.5349230947940775,0,0,3.9455741591982669E-3]
[425,"07:04:00",13.55857256788218,null,3.9849263683910334E-2,0,17.512745317746969,13.55857256788218,177.00998126249431,53.939576663702184,39.868477896447132,132.14981320845004,5.8160243674679899,0,0,3.5510167432784403E-3]
[426,"07:05:00",13.965475282712612,null,3.5864337315519301E-2,0,18.655799666282334,13.965475282712612,179.16531553370578,52.656961236711844,39.993161173696947,133.98379276406985,5.9391478161124258,0,0,3.1959150689505962E-3]
[427,"07:06:00",14.634901227036561,null,4.3389735249006474E-2,0,19.684548579964162,14.634901227036561,181.71192179771802,51.490319831058244,40.64318358782139,135.56008237194015,5.8645147556162955,6.2382001429796205E-3,0,2.8763235620555367E-3]
[428,"07:07:00",15.045513124596576,null,3.9050761724105827E-2,0,20.536320582014135,15.045513124596576,183.58231744753601,51.176070257620395,41.741436182408393,137.75776065818366,5.6860027617898954,4.8903579600155359E-2,0,2.5886912058499831E-3]
[429,"07:08:00",15.118277524112019,null,3.5145685551695248E-2,0,21.247149659676982,15.118277524112019,185.71179779995043,50.744852773484332,42.371262519611889,140.37234408943559,5.4327143943328302,0.14287902273610231,0,2.3298220852649848E-3]
[430,"07:09:00",15.072423244296026,null,3.1631116996525724E-2,0,21.831319314375783,15.072423244296026,188.75876529778739,49.509687106731604,43.364571066845045,144.14758679230843,5.1614656552093008,0.30779712222106709,0,2.0968398767384866E-3]
[431,"07:10:00",14.907335899572233,null,2.8468005296873152E-2,0,22.258206303836644,14.907335899572233,191.16833340912194,49.133765698304536,44.400703834428121,147.68745915555809,4.9358672950640425,0.51803820868212735,0,1.8871558890646381E-3]
[432,"07:11:00",14.69694259968459,null,2.5621204767185837E-2,0,22.500060501028663,14.69694259968459,193.50329602768244,48.919255018977012,45.240406781673791,150.84933762965068,4.7761179555036222,0.78154629653583862,0,1.6984403001581742E-3]
[433,"07:12:00",14.414771895471752,null,2.3059084290467255E-2,0,22.649676414426779,14.414771895471752,195.62366649815641,48.503510928822472,46.441318801260323,152.76137957469342,4.7064456416884894,1.1113311486174837,0,1.5285962701423567E-3]
[434,"07:13:00",14.068001718101087,null,2.0753175861420531E-2,0,22.741041551914762,14.068001718101087,198.02160258271579,48.19115612805448,46.607205842032734,156.29998618509518,4.7180316931354858,1.4576649221834694,0,1.3757366431281211E-3]
[435,"07:14:00",13.718857548335659,null,1.8677858275278479E-2,3.1001898646354699E-2,22.724404285151014,13.718857548335659,200.0606517360653,48.565424304311534,46.861608243669295,158.79191597234737,4.7902739244414443,1.8124655323973737,0,1.2381629788153091E-3]
[436,"07:15:00",13.398389621108294,null,1.6810072447750631E-2,6.495270997285843E-2,22.628901532111982,13.398389621108294,202.76158119136508,48.741584892068857,48.30229068102112,162.20951087413604,4.9231558261257184,2.2060771677867863,0,1.1143466809337781E-3]
[437,"07:16:00",13.190497794922756,null,1.5129065202975567E-2,0.120272140532732,22.481323192255275,13.190497794922756,204.99014871920127,49.648144634063144,48.57886703284089,166.29290701572634,5.1355661289043812,2.6283806467631128,0,1.0029120128404003E-3]
[438,"07:17:00",13.021920656421692,null,1.3616158682678011E-2,0.18253602459728718,22.292737152936979,13.021920656421692,207.84841228966397,49.83342477514902,49.613040800137853,168.97930692694669,5.4318394186628689,3.0515538964788913,0,9.0262081155636034E-4]
[439,"07:18:00",12.882488467030743,null,1.225454281441021E-2,0.2570990193608404,22.042669522848364,12.882488467030743,210.82349537710388,51.051216407131186,49.740016444245157,171.70519520397863,5.8283529331564452,3.4386479956615683,0,8.1235873040072428E-4]
[440,"07:19:00",12.701422981381141,null,1.1029088532969189E-2,0.34273132104185239,21.662977231818406,12.701422981381141,212.83944448441301,52.178230920592867,49.761667189347015,173.34242562254559,6.2037406966340143,3.7437435003556656,0,7.3112285736065183E-4]
[441,"07:20:00",12.526176713669058,null,9.9261796796722701E-3,0.45704038517332413,21.296490490387054,12.526176713669058,215.14718247005371,53.600483512127333,49.941833249342977,175.28606544554492,6.4920623247550369,4.0368549596462717,0,6.5801057162458664E-4]
[442,"07:21:00",12.331215044346832,null,8.9335617117050434E-3,0.57220594504466371,20.979128771975791,12.331215044346832,218.07858849062643,54.936087168971241,49.78867088998485,180.36237375694742,6.7330261896306078,4.2758915458197064,0,5.9220951446212796E-4]
[443,"07:22:00",12.267091685969278,null,2.4037138523932938E-2,0.68833125012210639,20.643975866396861,12.267091685969278,220.8094823881458,55.396353803026273,50.244397383139685,185.04069174013938,6.9561318424570979,4.4724989683098801,0,5.3298856301591522E-4]
[444,"07:23:00",12.178567827736121,null,2.1633424671539645E-2,0.82365693191073786,20.329861902498877,12.178567827736121,223.507362579507,55.983750511957048,51.043965060597202,189.54229425801995,7.2247908711935658,4.6186327651739605,0,4.7968970671432372E-4]
[445,"07:24:00",12.092658180887799,null,1.9470082204385682E-2,0.9887392300908191,20.05963568386764,12.092658180887799,225.91087894606801,57.130744418280877,50.632196270601931,193.85271479559685,7.5779261410688399,4.6945766671538784,0,4.3172073604289137E-4]
[446,"07:25:00",12.0896305372375,null,1.7523073983947115E-2,1.1683152000794792,19.828719417726965,12.0896305372375,228.98330728681282,57.909541619519203,51.145725300768298,196.80014595275597,8.0070900279690367,4.8617920217550186,0,3.8854866243860224E-4]
[447,"07:26:00",12.11148041457454,null,1.5770766585552404E-2,1.3299335730692734,19.744524157472817,12.11148041457454,232.02826574270182,57.837491189867087,50.64343991058405,200.44149213628899,8.4303886316784826,5.0616241339716064,0,3.4969379619474201E-4]
[448,"07:27:00",12.180672663186666,null,1.4193689926997164E-2,1.5186793171722581,19.885383555080029,12.180672663186666,235.10143098972074,58.007617421832535,51.520683749115491,204.94932809111711,8.8484083851488151,5.2601876059656805,0,3.1472441657526783E-4]
[449,"07:28:00",{"$f":"H460","v":12.391527859331379},null,1.2774320934297447E-2,1.7195523884915314,20.049208023058355,12.391527859331379,237.41548527844398,58.09891615023033,51.79697078191878,208.05363844606791,9.2185770070831534,5.4697076618211389,0,2.8325197491774104E-4]
[450,"07:29:00",12.544057507480272,null,1.1496888840867702E-2,1.9559147632440632,20.10383350065975,12.544057507480272,239.77790708751368,58.224374190358667,52.509334174307952,211.57152594423454,9.4033356126797685,5.6830393915954458,0,2.5492677742596696E-4]
[451,"07:30:00",12.724623375384585,null,1.0347199956780932E-2,2.25540838327891,19.868497452839865,12.724623375384585,242.05153544614512,58.869044925619683,53.768798095744351,216.3935786720767,9.4087487593280521,5.9430908601507459,0,2.2943409968337027E-4]
[452,{"$f":"(A463-1)/(24*60)","v":"07:31:00"},12.800554191990416,null,9.3124799611028382E-3,2.5682418258805844,19.502063585851779,12.800554191990416,245.1923169601244,59.362669836744232,55.885302075232417,219.57652762859954,9.3705204249907066,6.1461352802239286,0,2.0649068971503325E-4]
[453,"07:32:00",12.912181206873406,null,8.381231964992554E-3,2.8868429343539272,19.166223949373531,12.912181206873406,248.35928521528388,59.305986974773909,57.011138780550979,222.80602086183342,9.3731658388514987,6.2980623749127185,0,1.8584162074352994E-4]
[454,"07:33:00",12.796199406681676,null,7.5431087684932991E-3,3.2293495607946334,19.012361526054828,12.796199406681676,250.61598364688049,59.038715303663707,59.100195190581822,225.14356605348209,9.6165675815349498,6.3852693534401244,0,1.6725745866917694E-4]
[455,"07:34:00",12.82792170539339,null,6.7887978916439697E-3,3.6674732213533545,19.430596160497686,12.82792170539339,252.76421499410654,59.063955254010231,60.522879071181841,228.05832169178618,10.082888099229844,6.3771772172904475,0,1.5053171280225925E-4]
[456,"07:35:00",13.159496256960981,null,6.1099181024795732E-3,4.1731266598686538,20.178084678298017,13.159496256960981,256.13240714215681,59.513325262056476,61.370401955079288,232.14095692983418,10.57686769903586,6.351368789689821,0,1.3547854152203332E-4]
[457,"07:36:00",13.903281929421624,null,5.498926292231616E-3,4.6406911034093765,20.689954745929647,13.903281929421624,259.38116899141772,60.096964354503172,62.516348209766669,236.29170193509296,10.910107194848823,6.3529049320373669,0,1.2193068736982999E-4]
[458,"07:37:00",14.776847817595183,null,4.9490336630084548E-3,5.0985502080952942,21.033057583714616,14.776847817595183,262.49031161376035,60.609952397812627,64.450346475948194,239.79107483240398,11.006052976371022,6.4221513536590695,0,1.09737618632847E-4]
[459,"07:38:00",15.736214045967506,null,4.4541302967076096E-3,5.5353870818170154,21.267748117457412,15.736214045967506,265.57398308910314,60.583172703685662,65.337826019027204,243.923499941937,10.900721745658968,6.5402387142495835,0,9.8763856769562295E-5]
[460,"07:39:00",16.370721189039216,null,4.0087172670368485E-3,6.0028314020471845,21.3984401941394,16.370721189039216,268.87480926749754,61.31332436642257,66.340527181772927,244.95459049950111,10.639004978807915,6.720619311361002,0,8.8887471092606064E-5]
[461,"07:40:00",16.793384368292035,null,3.6078455403331638E-3,6.4978223287675165,21.61511778117077,16.793384368292035,272.24063644621657,62.545508165131878,68.08378998483586,247.46480161556661,10.298355871384276,6.9570639643923817,0,7.9998723983345458E-5]
[462,"07:41:00",17.217070604924743,null,3.2470609862998473E-3,6.9556014934432548,21.921469848878893,17.217070604924743,274.55910515022771,63.957497875962439,69.083917761254611,250.65782951065057,9.9547206645711661,7.2379171115627621,0,7.199885158501092E-5]
[463,"07:42:00",18.000467609373679,null,2.9223548876698628E-3,7.4356557010935589,22.234237719948034,18.000467609373679,276.89903508930655,65.611653483874008,71.072123275168209,253.62985478712463,9.7135018901977901,7.5587379034582458,0,6.4798966426509835E-5]
[464,"07:43:00",18.891158000535924,null,1.0720710829566936E-2,7.9915230762356639,22.484726949967392,18.891158000535924,279.74788280107902,67.17449555125809,72.744117032856465,257.72055583184965,9.5767452833313307,7.8968150522908918,0,5.8319069783858856E-5]
[465,"07:44:00",19.754594232953032,null,9.6486397466102429E-3,8.6156222067529686,22.710167256984814,19.754594232953032,282.4233783344477,68.72944666141548,74.119043861064952,260.31334094690686,9.5462919578485401,8.2012734091223525,0,5.2487162805472968E-5]
[466,"07:45:00",20.643028890773451,null,2.664832960495702E-2,9.3319427528013019,22.900776202673054,20.643028890773451,285.01657822072957,70.802627025791509,75.350239450544393,263.56177980143497,9.5251221393525043,8.5123369404024984,0,4.7238446524925675E-5]
[467,"07:46:00",21.417856403307439,null,6.3304251649344112E-2,10.137500842633472,23.115613438362779,21.417856403307439,287.04043919748472,72.48304471261666,75.877219594845428,267.43244508301029,9.4750674487632018,8.8045815445495084,0,4.2514601872433111E-5]
[468,"07:47:00",22.22030522952943,null,5.6973826484409705E-2,10.924506831368175,23.33977997691175,22.22030522952943,289.59915467715035,73.117538245505386,76.425603744980023,270.84798963720925,9.4054434706105159,9.0490760878484675,0,3.8263141685189801E-5]
[469,"07:48:00",23.363113878939767,null,5.1276443835968737E-2,11.706914432227938,23.634346405184935,23.363113878939767,292.50124177291195,74.244914822566187,77.388903508421464,277.53256628383997,9.3613073953390149,9.2073064871813006,0,3.4436827516670822E-5]
[470,"07:49:00",24.942303513384662,null,4.6148799452371866E-2,12.448321301383075,23.849928831622016,24.942303513384662,295.09421757120668,74.616642975319337,78.107480046007055,284.49386654022157,9.3338723535895376,9.3003754104541407,0,3.0993144765003742E-5]
[471,"07:50:00",27.606674159970996,null,4.1533919507134684E-2,13.363035451151998,23.716164662449074,27.606674159970996,297.23696866564853,75.451954385795219,78.692384049463001,290.11064199557444,9.3709955056512388,9.3716611878901777,0,2.7893830288503368E-5]
[472,"07:51:00",32.955080382889918,null,3.7380527556421218E-2,14.347147784332698,23.63301693857478,32.955080382889918,299.52272309302896,75.696740026317258,79.29308888182139,296.1619587774623,9.509510312080744,9.3987672820833374,0,2.5104447259653032E-5]
[473,"07:52:00",38.065621691524754,null,0.12978657880468542,15.350429298013688,23.650811703152364,38.065621691524754,302.49483738040578,76.492094405033185,78.999130030260346,301.74992244561446,9.6589374127391299,9.4787393774223645,0,2.2594002533687728E-5]
[474,"07:53:00",42.219739911776585,null,0.2731628250990219,16.27190797465763,23.728641680908417,42.219739911776585,304.70092920388862,77.294491715018154,79.210558885144479,306.87171670007638,9.8119473083975866,9.5754779427318883,0,2.0334602280318956E-5]
[475,"07:54:00",46.360526082952447,null,0.42294119285767473,17.565511091986785,23.885267030029485,46.360526082952447,307.64482554131223,77.756914186582748,79.771733373827303,312.37736119217817,9.9929453990605168,9.7058318360807689,0,1.8301142052287061E-5]
[476,"07:55:00",48.763414667284152,null,0.58661936361097022,18.605935309326195,24.162335763122726,48.763414667284152,311.0807214051498,78.222621388529944,80.969228920721918,316.54038190889787,10.229945796288256,9.7490482244636638,0,1.6471027847058354E-5]
[477,"07:56:00",51.272517078729571,null,0.61387356494518575,19.659897518750029,24.560090872418364,51.272517078729571,314.49438693553321,79.130226803387899,82.362097898766919,322.8296329025784,10.59787748237598,9.682839099801722,0,1.4823925062352518E-5]
[478,"07:57:00",55.101786977301927,null,0.75998437739598024,20.868388014372584,25.109941923115979,55.101786977301927,317.69523205545653,79.68128722241434,84.054621934573817,329.50319121876589,11.318430119575392,9.6292999484275068,0,1.3341532556117267E-5]
[479,"07:58:00",58.764575808868621,null,0.69584125581849166,21.956029460432887,25.654146209503114,58.764575808868621,319.67996300030148,80.943782126881885,84.835927319241435,333.63604775606899,12.424394381482603,9.5750656513691794,0,1.2007379300505542E-5]
[480,"07:59:00",59.735376986526674,null,0.62625713023664253,22.60069121623286,26.113117231558174,59.735376986526674,322.69684524031044,81.591558607797225,85.724735252600482,337.35561863964176,13.722597681676634,9.526254784016686,0,1.0806641370454987E-5]
[481,"08:00:00",60.609098046418936,null,0.99157560056258731,22.797143701054885,26.631295025614264,60.609098046418936,325.71638495944347,83.157544653755792,87.322204964645124,343.02270264970099,15.175479629512392,9.5934781291623779,0,9.7259772334094884E-6]
[482,"08:01:00",62.026449044999701,null,1.3387860672397265,22.862608888749687,27.147182590008409,62.026449044999701,328.36970068713191,84.146515835352872,87.776941255289998,344.19113245797308,16.773621707149534,9.7653211884385218,0,8.7533795100685405E-6]
[483,"08:02:00",62.807169008663791,null,1.6973165944268869,22.785421638790741,27.555715673781009,62.807169008663791,331.1660008820906,85.710503473008998,88.662384947143806,343.16521379225389,18.360153808285169,9.9632693170922284,0,7.8780415590616863E-6]
[484,"08:03:00",63.608682484994681,null,1.7872315414295112,22.604611065182667,27.830767923846757,63.608682484994681,332.86036575970184,87.303536225073302,89.6570160508181,346.01882485931765,19.540773559292592,10.302103117652296,0,7.0902374031555175E-6]
[485,"08:04:00",63.822861538741307,null,1.9315789134096073,22.392354189926611,27.935970855583172,63.822861538741307,336.01667232338008,89.089628525417581,90.675813804867161,350.4849965726047,20.275732191217337,10.514425917459336,0,6.3812136628399659E-6]
[486,"08:05:00",63.805414557230463,null,2.1715917221418888,22.733459156370962,27.999651640203073,63.805414557230463,337.92351034006549,89.905807579614105,91.969858095767151,354.80700777960209,20.615644781421771,10.686801818602802,0,5.7430922965559697E-6]
[487,"08:06:00",63.492736947332617,null,2.3231390623788721,22.63818502570701,27.852994581651515,63.492736947332617,341.39769983340278,90.91862953161359,93.567201357235334,358.82157982879028,20.748598392574024,11.101675523156093,0,5.1687830669003729E-6]
[488,"08:07:00",64.089776729161855,null,2.2675837315804381,22.366805030216391,27.776579744152862,64.089776729161855,344.88931107564838,91.038864509360437,94.516341359451303,363.10199203634102,20.75086524704221,11.530638372451815,0,4.6519047602103359E-6]
[489,"08:08:00",64.596111251069885,null,2.3082215223628242,22.190616089084401,27.992305558800076,64.596111251069885,347.73497469464604,91.684883453932201,96.10591739806668,366.24926048407411,20.598273992113377,12.003283496693454,0,4.1867142841893024E-6]
[490,"08:09:00",66.035177188951181,null,2.3085322589204864,22.35397425709246,28.508008779775537,66.035177188951181,348.36601518904865,91.932463376361255,97.919900700984613,369.47688570519801,20.547520231818062,12.694448562856628,0,3.7680428557703721E-6]
[491,"08:10:00",68.171545944665439,null,2.5172481248253131,22.828973788780676,29.349457581363417,68.171545944665439,348.09274069651099,92.464358945463403,100.91864778298574,373.25320531338912,20.872730366839388,13.681147467252115,0,3.391238570193335E-6]
[492,"08:11:00",67.576886619974289,null,2.685732434046884,23.200707833852807,30.267631101181177,67.576886619974289,351.34584760830518,93.394482499159267,104.02583848564417,375.99782801935493,21.468444161820489,14.909062955817433,0,3.0521147131740016E-6]
[493,"08:12:00",65.903508108123347,null,2.8229350237720787,23.430164409476319,31.03822135410017,65.903508108123347,354.26797366290435,93.81117820065937,107.27977624352505,378.66458574476326,22.06640126693971,16.144054639972019,0,2.7469032418566016E-6]
[494,"08:13:00",64.453232980904772,null,2.8231423606282688,23.587147968528686,32.016251940858126,64.453232980904772,356.13040053977801,94.328359025612968,109.98563650979754,380.40304355212282,22.641613671678851,17.440991415354699,0,2.4722129176709415E-6]
[495,"08:14:00",63.036643127028164,null,3.03932131914552,23.709907666609897,32.853189902900247,63.036643127028164,357.97482813716744,95.535788015629777,113.3176972484662,382.7975231324574,23.116015651373758,18.756438553726458,0,2.2249916259038476E-6]
[496,"08:15:00",62.318045037469879,null,2.7870832942866324,23.733623816757991,33.618910799084837,62.318045037469879,357.65560765255231,96.090715988969094,117.34906534100239,384.14725995495382,23.505926422967342,20.088734227772765,0,2.0024924633134629E-6]
[497,"08:16:00",61.374520257843983,null,2.9121324416646104,23.532284063866374,34.258531865172444,61.374520257843983,358.65942249764873,96.961228130306594,122.08391283522246,384.28073952586476,23.70845286788985,21.37437870355506,0,1.8022432169821166E-6]
[498,"08:17:00",60.333665522098642,null,3.0826341328008837,23.121966805551025,34.753850629949149,60.333665522098642,359.39083437386046,97.540530274551344,128.42826203021582,383.67686296097355,23.785622603378695,22.494218894112645,0,1.622018895283905E-6]
[499,"08:18:00",59.47704762711534,null,3.1996354595110299,22.870261686885573,35.286215887388806,59.47704762711534,363.16441573139633,97.771354261256377,134.11360202592473,383.04074709944649,23.706682306541804,23.452736534120334,0,1.4598170057555146E-6]
[500,"08:19:00",58.04427664125928,null,3.3034332813577789,23.089473692635497,35.771393966008326,58.04427664125928,366.1220769414598,97.700835046068235,141.11055938925026,382.87466982602524,23.382138915670335,24.346215245820602,0,1.3138353051799632E-6]
[501,"08:20:00",56.748544579550348,null,3.6099418361565712,23.880715341621457,36.05342281281569,56.748544579550348,368.53633409106385,96.666668442096181,147.69137509339163,382.59665413736803,22.799501539301051,25.267926500169203,0,1.1824517746619669E-6]
[502,"08:21:00",55.76820802015488,null,3.8102914177997032,25.483948205042324,36.103279200967712,55.76820802015488,372.52201952961377,95.612288737779153,153.1755456895213,380.58462666308435,22.046394456354836,26.270434539849553,0,1.0642065971957703E-6]
[503,"08:22:00",54.298192638061266,null,4.0943867877384825,30.466555429215823,35.795597917833831,54.298192638061266,375.71405280614465,94.910606525378199,156.88067483638949,377.60555852802594,21.251206781501825,27.215980960132182,0,9.5778593747619333E-7]
[504,"08:23:00",53.01865680626198,null,4.3004991038376819,35.823491805239556,35.611501306592437,53.01865680626198,379.58310162709273,93.487787755164604,160.47616142989895,377.06806480901241,20.622116338642172,28.165838628889475,0,8.6200734372857404E-7]
[505,"08:24:00",51.539286395411168,null,4.6698457083464913,40.830367630819119,35.588158259063071,51.539286395411168,384.28830769973507,92.213489417880567,161.90604925419427,375.48413125291592,20.229091869084595,29.082525029672407,0,7.7580660935571667E-7]
[506,"08:25:00",49.960405058116145,null,5.0520028306270763,47.279466640442308,35.536147853078646,49.960405058116145,387.17516601667569,91.41898373781126,162.56856322525925,350.32494313372786,20.178205310960315,29.851966465914145,0,6.9822594842014501E-7]
[507,"08:26:00",48.285914540097501,null,5.5511661797665184,54.711255083819978,35.421285432883082,48.285914540097501,390.63912524508623,90.790506994889526,162.70735967372943,328.65237313676141,20.385904532366723,30.34049380308738,0,6.2840335357813056E-7]
[508,"08:27:00",46.784922420804556,null,5.8579220440896718,58.305724820799313,35.447776808418013,46.784922420804556,393.92871003503069,89.687070461660355,162.1398372073331,334.89677632601502,20.677937896573901,31.015140025195635,0,5.6556301822031754E-7]
[509,"08:28:00",45.545371752820785,null,6.0625957668047281,63.248876703953783,35.916988003918981,45.545371752820785,396.04812540848076,89.145206677213068,162.4451344924592,337.51106903032758,21.1507868452588,31.993210144380175,0,5.0900671639828583E-7]
[510,"08:29:00",44.720513303734997,null,6.2988071221310911,68.564064717152206,36.333039523961652,44.720513303734997,399.373369630328,88.805922520722234,162.52859803295939,341.15126766928705,21.761795158718762,32.669503677671649,0,4.5810604475845724E-7]
[511,"08:30:00",44.905928861789228,null,6.7824746887265723,72.493858959548291,36.62090752285944,44.905928861789228,402.46438654913106,89.143477546482046,162.18953827849157,337.60703018458491,22.200549419702355,33.611816157804874,0,4.1229544028261152E-7]
[512,"08:31:00",45.320250831567336,null,6.9864411938529383,74.693622386103229,36.533674863835216,45.320250831567336,406.01756947624926,89.52156829891392,162.00801426021272,324.86523127989597,22.484086205942567,34.40413185647752,0,3.7106589625435038E-7]
[513,"08:32:00",{"$f":"H524","v":45.235484888425255},null,7.3738749553270253,74.699496658723376,36.69637564527396,45.235484888425255,408.28915847588996,89.997766876737359,161.97432098848836,324.6320162573752,22.640403423055833,35.17903048418426,0,3.3395930662891532E-7]
[514,"08:33:00",44.837645170334682,null,7.4982195612347535,74.636730067802205,36.941861066586412,44.837645170334682,411.43377778455101,90.339956436622217,162.24702133592865,333.05350396269239,22.917005819092537,35.518027078710176,0,3.0056337596602382E-7]
[515,"08:34:00",43.786772880474068,null,7.7994905158778778,74.394417839830581,38.022533053189491,43.786772880474068,414.7214028137131,90.9570006794346,162.28167589178889,314.4870955219896,23.017554726013852,35.841649709584281,0,2.7050703836942146E-7]
[516,{"$f":"(A527-1)/(24*60)","v":"08:35:00"},42.65535473244131,null,8.0697402100176294,74.881630108581902,38.710638863471132,42.65535473244131,418.1812083331231,91.617444562907167,162.4797839373756,315.7378183428375,23.015421216913445,36.219488446511598,0,2.4345633453247935E-7]
[517,"08:36:00",42.082446975261632,null,8.3146098322043471,76.898192744696374,38.080406733715826,42.082446975261632,420.68255771465459,91.93377170085472,162.61498120281775,295.27367701148347,22.939209829475033,36.479203115044029,0,2.1911070107923142E-7]
[518,"08:37:00",41.937907340601683,null,8.3845827936860609,81.961492366711127,37.129832948771977,41.937907340601683,423.69558856428296,92.032833037849329,162.68713176417657,277.41852076663389,22.79651756051679,36.805574032787682,0,1.9719963097130827E-7]
[519,"08:38:00",41.69647943002785,null,8.4730372035264399,86.295778310704122,35.70531839626539,41.69647943002785,426.95173771566715,92.443538228937456,162.51104554088391,287.3893334848924,22.791724088461692,36.950914609245245,0,0.2102080689439009]
[520,"08:39:00",41.534771016444012,null,8.5864653709911796,92.083969339497017,34.280911396421558,41.534771016444012,429.23766135620986,93.017142474891372,163.20568836228384,292.00956761687195,22.948090543751263,37.168299497197673,0,0.18918726204951081]
[521,"08:40:00",41.593392227177546,null,8.8424882522270227,97.076516924590322,32.78249879224083,41.593392227177546,428.53695735437799,93.211836308456938,163.42916554656327,294.84452699288011,23.249500742916176,37.475288135734743,0,0.33113813423323174]
[522,"08:41:00",41.813259089664868,null,9.0668701795678004,97.089848355910604,31.149428470817039,41.813259089664868,428.32787526640112,94.345472929076038,164.18681661886006,283.54816480872881,23.576535646346727,37.009800871843886,0,0.51447041055447662]
[523,"08:42:00",41.788454787143692,null,9.3025091351217615,99.193339869196549,29.797245595353985,41.788454787143692,429.67845260792512,95.458562812682146,164.96132953705217,293.37482415793403,23.932681749070458,36.924699843497386,0,0.73504606980878195]
[524,"08:43:00",41.895998850055307,null,9.4381018037629065,100.07154845429839,28.802776277212626,41.895998850055307,430.7956720443982,96.917810596355338,164.73740880258526,306.79915509663283,24.321077087347,37.429205185685738,0,0.66154146282790383]
[525,"08:44:00",42.221521950889617,null,9.7192805607645454,100.71354293137836,28.798491042985013,42.221521950889617,432.53085093370839,98.521681544776413,165.25913148433844,317.56347481646179,24.676871066234373,38.266436034304661,0,0.65720201810227286]
[526,"08:45:00",42.669124165590695,null,10.019110012012312,100.92630957940263,29.221288575649403,42.669124165590695,434.41954135303286,100.51526000284758,165.39484400729131,323.12281642172974,24.879694442399025,39.131285655971858,0,0.89450641822838561]
[527,"08:46:00",42.88009451575526,null,10.332972402534711,101.38377322595457,29.546229649114736,42.88009451575526,438.01161431733897,103.33594622180114,166.3203879879099,332.40410777760366,24.790212661428164,40.379215516277995,0,0.93492347316763202]
[528,"08:47:00",42.909098232514694,null,10.54917276665136,99.710235075722395,29.405595369811174,42.909098232514694,440.95525574205038,105.63959143726753,166.56604236538843,339.0200293973042,24.499471119406437,43.319554767872859,0,0.98358612939853685]
[529,"08:48:00",42.904388741904825,null,10.777008862178604,97.777019032749763,29.860499013372049,42.904388741904825,444.32664911315783,106.98319378646067,167.56595973529488,342.57549410894097,24.281092916157206,47.047523607491826,0,0.90375301705425271]
[530,"08:49:00",43.382569786537587,null,11.041935692025195,94.780980642658378,31.092407562352225,43.382569786537587,448.09814374774044,108.31606566147671,167.38422185502711,352.21019323320314,24.269996792876448,51.261674597572721,0,0.84437961399518213]
[531,"08:50:00",45.111798617209999,null,11.171647533589276,92.524054911156213,32.120785061732235,45.111798617209999,452.12197805460704,108.89750230821964,168.31498607089159,364.91923067257812,24.457930890444274,55.134751064817401,0,1.0196769507524019]
[532,"08:51:00",47.799862682490954,null,11.513400398028198,90.04707437731598,32.897931561662531,47.799862682490954,456.23303159191977,108.23988785010278,168.11411185345085,377.82806444125782,24.72593746875825,58.422788104331751,0,1.1403935675439218]
[533,"08:52:00",50.639725047054355,null,11.817455866037879,89.531781154672274,33.745756661111514,50.639725047054355,458.98023929698564,107.6790368824753,168.25487504554715,389.49516339263988,24.849562975422465,61.128524125441551,0,1.0881689123466889]
[534,"08:53:00",53.16478833946806,null,12.00332121083057,86.821892223775365,34.459271510137086,53.16478833946806,462.5718180284199,106.33343925501879,169.84054018991824,402.22239265884468,24.886723911156587,63.526635915778257,0,1.313378524674947]
[535,"08:54:00",55.301428402005641,null,12.328132140894974,84.061252989190805,34.532436918937826,55.301428402005641,465.17286071288265,105.63563381218293,170.22907528225451,412.65610737245242,24.907881422689861,65.437677768536375,0,1.237617270851709]
[536,"08:55:00",57.150113229041409,null,12.653523577684387,80.778568242029536,34.715866200676857,57.150113229041409,467.92211516893821,105.16829006597445,170.72733932385324,423.64191265083218,24.895921329126924,66.545895160139764,0,1.4045927435498631]
[537,"08:56:00",58.504855934457581,null,12.822138428778249,77.248537421854905,35.066207604901159,58.504855934457581,469.48718209442723,104.50042117290239,171.36745939537423,434.5196891591865,24.780053179978882,67.623630625815238,0,1.3384245673127053]
[538,"08:57:00",60.163254770943468,null,12.861452066979524,74.28190664109519,35.344463858571203,60.163254770943468,472.59706373850014,103.89933916913755,172.95736750857122,439.15278494053348,24.601669825481974,70.114008804688794,0,1.2355840092277894]
[539,"08:58:00",62.58965161440576,null,12.957346121145832,71.283961567195632,35.737049561947487,62.58965161440576,472.65493854140794,102.93794986892303,175.08129018154222,445.53618198358959,24.441124806434754,72.652135664698434,0,1.4583394186535217]
[540,"08:59:00",64.321802023033541,null,12.93921694726367,68.592049175124515,36.189431794473442,64.321802023033541,473.65976634254054,101.91182990034129,177.25180038457938,451.12623138776974,24.605708118943138,76.525107217857496,0,1.5660026720320046]
[541,"09:00:00",65.144820490163781,null,13.033862223362505,66.299384784955819,36.992416639318094,65.144820490163781,475.36184390750532,101.4582651659224,179.67595811467618,459.13270004586781,24.871224305034666,80.937814086403748,0,1.421689704908865]
[542,"09:01:00",65.58232360960443,null,13.186307910205944,65.628047304385035,38.061416857710505,65.58232360960443,478.70656771987979,101.05629469791414,182.35108386082575,467.58615977760917,24.912457282246042,84.124373253935289,0,1.6938874565249127]
[543,"09:02:00",65.555470948351015,null,13.37287349980058,73.965053364962131,38.930700510684574,65.555470948351015,480.59016509828245,101.26956857895283,184.30123090687209,478.33605210062956,24.720833517522415,87.690763595778066,0,1.5244987108724215]
[544,"09:03:00",65.54982924902373,null,13.484029371866423,75.163066308495232,39.379029461691317,65.54982924902373,481.55572439411833,102.85244143297164,186.48358492800128,486.43439269134791,24.548372129271154,91.147774424920954,0,1.7616518347040024]
[545,"09:04:00",65.97159498134792,null,13.845384048815522,76.569254947421101,40.283470418110078,65.97159498134792,483.8292626724799,105.73600679895179,190.07341155483005,493.46959111752562,24.393156879845019,94.283658450934752,0,1.6225376524247415]
[546,"09:05:00",67.105626736875237,null,14.38767784303065,81.943330734417287,41.635652779985591,67.105626736875237,486.68451999898195,109.24009929532612,193.34773391253066,498.32301042374189,24.18541010055193,96.555859469854994,0,1.5406241891727763]
[547,"09:06:00",69.357068152543192,null,14.982365335216844,86.031228038172856,42.654696297153052,69.357068152543192,488.85916797466967,112.6905690410865,195.09991730838698,504.58333633449274,24.196169780194008,98.217664727703493,0,1.5287167738031666]
[548,"09:07:00",72.1068052154627,null,15.36931823956137,93.558918832988368,43.676939527545166,72.1068052154627,490.68024580610904,115.67841216139195,196.62206211319278,511.41044581627784,24.910579329579399,98.204971893849162,3.1597352981567401,1.5860529878870828]
[549,"09:08:00",74.235255095527762,null,15.990232866410894,100.26578634910364,44.763876998740855,74.235255095527762,492.89388626456065,118.25631832074106,199.24719110695162,491.95371214773593,26.443718021377318,98.428330753048257,6.3127597236633362,1.7737614994468855]
[550,"09:09:00",75.297362673133193,null,16.659893585507106,102.96056849300187,45.7668842115865,75.297362673133193,494.7198083070499,120.20554458192865,201.14477881998698,495.14208116733738,28.101614438233728,98.882851040780537,8.9833743152618428,1.6211490498682173]
[551,"09:10:00",75.999573732480044,null,17.467103308377297,99.903831254297387,46.552010670798943,75.999573732480044,496.40094637282931,122.18858204268109,202.84126437792969,499.69403515997863,29.668012442652547,99.52708012737628,11.4547912935257,1.6199037432700676]
[552,"09:11:00",76.724379848001576,null,17.978240191284687,95.909100518394027,46.776204516438781,76.724379848001576,499.74384123749951,123.89297518118639,205.09021899482423,475.46754241058238,30.9108520827867,101.37399369666994,13.84617434679032,1.6248320639160527]
[553,"09:12:00",77.197310820720958,null,18.365238636145477,92.78397492090032,47.14508675034179,77.197310820720958,503.03788973093708,125.59384795115365,207.46021473450202,451.01152608456323,32.344719572261937,103.54944909384865,16.659855557130818,1.4993998587155866]
[554,"09:13:00",77.078902675660586,null,18.4629673207487,89.915785558693088,47.965549693959957,77.078902675660586,506.32389567971842,127.15544551687809,211.05256758966513,462.54742181595077,34.098716548141212,106.13174478504968,18.790278463942148,1.4050364714882846]
[555,"09:14:00",76.90428267176641,null,18.767671183766602,87.278649217789592,49.811149418167489,76.90428267176641,508.7727927328404,129.35842666099109,213.88492832337442,465.46848224666041,35.603211424699161,108.78340947890803,21.103311088128983,1.5798447330613803]
[556,"09:15:00",76.876992221972571,null,19.136649533529592,85.536417383168839,52.95649932010074,76.876992221972571,512.2509028638533,132.02126105788028,216.58150171418148,476.31860667824441,37.235328789309321,110.50828203199382,23.382772230902997,1.428098459898222]
[557,"09:16:00",76.982487579853455,null,19.486301306861201,95.111887888504256,56.609809501616056,76.982487579853455,516.08063435481176,134.91232953217036,219.60766092997034,487.36349161588879,38.821814831276832,112.82701864813035,25.644495007812701,1.5512621103454729]
[558,"09:17:00",77.392934805754834,null,19.617259112576452,104.29275995170464,60.584178588075545,77.392934805754834,518.73911144667443,138.16362892758613,223.66579742486391,498.01088268867494,40.762695863407941,115.04374915636421,28.273618123608582,1.6311074941214116]
[559,"09:18:00",79.061202818099275,null,19.747731001001426,112.62983527489358,64.470372850850026,79.061202818099275,521.87465464771014,141.57202952359702,227.01566360522912,510.98672923426057,42.620641822721453,116.98927963623559,31.350793130705732,1.6163899465372735]
[560,"09:19:00",81.712927842685858,null,19.790349487204995,121.24775842465033,68.45036803646812,81.712927842685858,523.39229172200169,145.51123465229202,230.56173518415932,491.69712918681114,44.243454654609472,119.32740306421363,34.225354702034565,1.5598549572203071]
[561,"09:20:00",84.965453265204374,null,20.054853585725706,129.52940958413839,72.347675135409204,84.965453265204374,526.49351665136408,148.66086802300032,234.6983778278528,467.27032703473162,45.197181164856538,121.95704526511646,38.333442858540089,1.5460244650459445]
[562,"09:21:00",88.777225504601944,null,20.463692796855284,137.47816998070505,75.348257658489388,88.777225504601944,528.14094843349324,151.50177584960659,238.00169678334882,467.02344569844598,45.88861607876639,124.65094339973761,42.846790467217332,1.6882084221973561]
[563,"09:22:00",93.111034021036261,null,20.933398269977374,147.66419087325954,78.166173134095544,93.111034021036261,530.69358332647198,153.99054022021232,241.71570557181084,449.97327398016392,46.306748718326276,127.45238958710766,47.836213440759266,1.7420718918443807]
[564,"09:23:00",96.399174545934642,null,21.154353258043116,152.2701732141563,80.980747074348088,96.399174545934642,534.18377089226226,156.100748283152,245.93732959470788,469.80014091808505,46.460572824154781,131.69202764255709,50.805710993167722,1.6914942011416927]
[565,"09:24:00",98.74621387845059,null,21.629399118151895,146.67075522745748,83.365281162079285,98.74621387845059,536.09431836358294,157.3940761647977,250.43433455027622,489.3191807813547,46.710356758780321,135.60070726355531,53.441018952688843,1.9304732810122645]
[566,"09:25:00",101.47102562659184,null,22.421948937171663,152.80519185070784,85.604178003146757,101.47102562659184,538.89509160534965,157.65523617527106,254.03173361477991,507.25115430478172,47.732704871964792,138.85897302401617,56.066293430710978,1.9538720426556062]
[567,"09:26:00",103.92335619991896,null,23.224547363156649,147.30709225181872,87.749053476757894,103.92335619991896,541.98667985692407,157.37099765295875,258.2826251947082,525.87386602274103,48.819547910158946,141.13621353899734,60.067414789544181,2.4388251284596256]
[568,"09:27:00",106.23555778085476,null,24.139216116220865,147.35842495778914,90.100046108818418,106.23555778085476,539.40237954701297,156.60818835397146,261.95908984808898,538.220317311092,49.927574198244614,143.53166658695312,65.33817804081437,2.6896496277901774]
[569,"09:28:00",108.00122700887279,null,24.94019204183023,139.88061621445163,93.050721887340885,108.00122700887279,542.72111986379605,155.69916547804701,265.3926699990223,531.89733953506095,50.757879293678947,146.51592973782812,77.612488593666541,2.8535768445002958]
[570,"09:29:00",109.05838198742892,null,25.499576692017328,132.89066402904163,96.677218607298201,109.05838198742892,546.86488922507283,154.0277367842462,268.0991488487295,520.93255980518768,52.111013636039573,150.20308951062731,89.95709910929989,2.8464800586403545]
[571,"09:30:00",109.71284652306103,null,26.310312763660328,125.96851618998025,101.35127378514258,109.71284652306103,549.97424380842494,152.33176852574348,271.12099055565346,500.11529564595804,53.211254511815497,154.04024821093176,103.12017978674881,3.2234577718467543]
[572,"09:31:00",109.41131589907523,null,26.808047737904648,119.707581471617,106.03410447547603,109.41131589907523,552.87285214242627,150.76210790852076,275.1506670127834,476.18694174054195,54.084080095179843,157.75342614862768,115.02933337789813,3.296953187861237]
[573,"09:32:00",108.24920118538842,null,27.465524595583915,114.00487637926487,109.19723455527223,108.24920118538842,555.81997244576178,148.67549977880151,277.46168673728636,449.55123401668305,54.85109742440698,160.24216739606962,125.52450947614352,3.3939119694932041]
[574,"09:33:00",106.50443243403707,null,27.868637587075323,108.97130730518116,110.63403270619031,106.50443243403707,559.33816441017007,146.35237347645847,279.04633166219054,427.37871864724139,56.54897413216159,162.66747763400176,134.15353283272839,3.4378855691823729]
[575,"09:34:00",104.44510476070172,null,28.179113839964472,105.1836286315478,111.07327607253418,104.44510476070172,561.73894269571565,144.36061452236731,281.42525257311991,407.40455222685318,59.981033506054814,164.98617451171489,140.58506065297115,3.3043049037283687]
[576,"09:35:00",102.88244700679954,null,28.608571459263928,102.81422588191842,110.98636472504637,102.88244700679954,564.90531331872216,142.72266250616579,283.78934352674543,385.1922632028984,63.768374033623161,166.6032476733364,146.05018434841625,3.586161696299258]
[577,"09:36:00",{"$f":"H588","v":101.44505298360981},null,29.723027499983047,115.97136683132427,111.39037488950464,101.44505298360981,566.9705498091156,141.91618147283441,285.97751732836775,399.71651222440551,66.608171762096788,168.54046471508477,151.19752950000043,3.4995682269790853]
[578,"09:37:00",100.07124699555156,null,31.352248721542367,128.56137614428565,111.75417324650148,100.07124699555156,568.95780268953217,141.32021609654709,287.4043414011951,413.26470963477749,70.239603883982809,171.32157907121299,156.51634008759808,3.6135054853968995]
[579,"09:38:00",99.434632397314772,null,33.370934295555124,140.14569263141959,111.13527752829664,99.434632397314772,571.78602754753206,140.92619039753689,288.7565342142006,395.88152785587005,73.378214448953628,174.8888535371386,161.35998043186558,3.5056521321010448]
[580,{"$f":"(A591-1)/(24*60)","v":"09:39:00"},100.104968443472,null,34.678713531404881,150.47327882482065,109.72496327644353,100.104968443472,574.38625169707575,140.32412006383791,291.62946172539773,403.49564252633775,75.114873442290701,177.85743583479194,165.76840530127672,3.5076389275197855]
[581,"09:40:00",101.9141310229529,null,36.148560760417716,159.98927796870581,108.38120077448278,101.9141310229529,577.02324298244639,139.91836211018853,294.48731023059236,415.18766762917278,76.3194543658839,179.07736394320725,168.72842695376625,3.6701075520102391]
[582,"09:41:00",104.92177340161462,null,37.331231616138652,168.15859205415941,106.80697458741535,104.92177340161462,578.4872700025611,140.41858675122049,296.15011180030655,432.02239818070859,77.471440661473252,175.93484513921851,173.29603835995212,3.5443065899000352]
[583,"09:42:00",109.10691234563285,null,38.602797098933969,176.04972747764978,105.60037914893749,109.10691234563285,579.91075369566443,140.91207811271954,297.93018423844001,456.00163419271587,77.84698107408569,171.20922408965217,177.26511158694521,3.7959250394152813]
[584,"09:43:00",114.06106028343287,null,40.020629800539595,183.26328042568559,105.70820546133865,114.06106028343287,581.7230779843012,141.59119195672099,299.54548490639291,469.80600568555371,79.075137733522823,166.33820707619475,180.55372341409051,4.1212474391144998]
[585,"09:44:00",120.30731784151538,null,41.675861666066687,189.97664964874204,107.76555111393529,120.30731784151538,584.86834831087106,142.46817810772859,302.46428236301921,487.44166488262334,81.058171903285768,163.14710792619249,183.03710381926345,4.0864383833362901]
[586,"09:45:00",126.36807928246154,null,42.895384492990289,196.01868194949284,108.89996020542267,126.36807928246154,587.24729717119021,143.68411969636983,303.80953503492037,502.83738486897039,80.926645942205241,162.57417417214742,184.99237323470041,4.2838436535079101]
[587,"09:46:00",130.38741454269197,null,44.20748140440903,201.82891244839126,109.50656147491951,130.38741454269197,589.17284821579005,145.77393068815866,304.13746519842056,470.66101942894835,79.578026605553077,161.7246959028819,184.68803184628899,4.7335310731302647]
[588,"09:47:00",132.76776641117667,null,45.031143588064808,208.06001046136464,111.35741747342365,132.76776641117667,591.76407169499237,147.22167952608109,304.90141338072692,450.55522022042851,78.642530005788799,159.20496679110931,181.9288691645898,5.027096672711159]
[589,"09:48:00",133.42577217972701,null,45.553525521372592,205.13567292841179,113.96931213965549,133.42577217972701,593.73889133213368,149.11198868528936,307.78934516277144,468.05735200697944,78.709279049887641,154.2054532357777,184.99118091756444,4.7655967985308632]
[590,"09:49:00",133.48017066976212,null,46.141437358273421,215.05121635334402,117.50111475137354,133.48017066976212,594.84704565595166,150.64634798326432,312.16919970899426,443.08715605188701,78.404702463258261,148.74161872762963,187.80208174670639,5.14253433776347]
[591,"09:50:00",133.0281832658718,null,46.51023315186503,223.9941110754315,121.07557755602139,133.0281832658718,596.36423318020024,151.97169426403948,318.37193916192291,452.74819752677644,77.41962009535041,143.42870410828465,190.98217630641076,5.0116457006256123]
[592,"09:51:00",132.41080881745842,null,46.912483991341624,231.90660792687274,127.35365365051696,132.41080881745842,599.03971782116469,152.83690734495974,320.25875342444152,468.74937264714572,76.984274296752872,139.58035197748549,197.0030519985236,5.0547155494320704]
[593,"09:52:00",131.68825363151336,null,47.518062145552193,240.06755541055264,132.91772065851217,131.68825363151336,601.73688129295454,153.85661932042467,321.74705654879432,485.75912166172805,76.073181309216253,137.13668369257874,203.08346579281186,5.2233461101199676]
[594,"09:53:00",130.13492890923112,null,47.537974146939355,250.30843780895049,138.09229991102035,130.13492890923112,604.05279887654967,154.09439794014,323.08652936071184,500.76544216157089,74.863783786815134,134.73341266218807,203.93201923794476,5.4987430893789675]
[595,"09:54:00",127.79081239159902,null,48.21727953070733,260.66889957004764,144.46265366015271,127.79081239159902,606.12389227991036,154.25887172034481,324.94044661507036,515.93275170517938,73.701223996390468,131.84740583810796,203.60686998749009,5.4250502875516666]
[596,"09:55:00",125.27902775278093,null,49.233132830688355,266.4186447448788,145.21090581122724,125.27902775278093,607.15422766129439,154.49971428463846,327.15150449262586,530.07671408348961,72.450950229563929,129.10784500283236,206.75090863571378,5.0867040655973419]
[597,"09:56:00",123.49460337105754,null,49.750366346325571,255.09058031921904,145.66164903137403,123.49460337105754,609.19495113539938,154.7845252658426,328.77094876992578,544.46412934506259,71.548199109195423,127.65585032798863,209.8905623400135,5.4128162594404401]
[598,"09:57:00",121.18956670948889,null,50.351311996238913,243.67018042938693,143.47620235943782,121.18956670948889,610.61761300428134,155.04085514892637,331.76152967418324,554.94588413516567,70.970694719516104,126.47873422829527,212.09810339605127,5.8486613272219827]
[599,"09:58:00",117.89045867135249,null,51.080116267196075,232.42055435422162,141.13217404243935,117.89045867135249,611.98874354955638,154.98100333764702,333.63641735617904,561.17719293844596,71.124665134039105,124.02254323954774,215.38356740947344,5.968710098140531]
[600,"09:59:00",113.85112899074069,null,52.147218699924707,220.40855568149479,141.10062015137902,113.85112899074069,615.13391216335083,155.2053990365971,336.02891880903775,523.57383979450367,71.05926817019575,121.72539298053437,217.95674173542062,5.6192870796976333]
[601,"10:00:00",109.52934311803381,null,53.614033695166626,208.14993049054257,142.81607846094812,109.52934311803381,617.02505585912513,155.72871594446079,340.04228364200117,534.28828809044398,70.481129896877349,120.69614286705124,216.04386480308946,6.0962997550896905]
[602,"10:01:00",105.36128582039059,null,55.568378921841379,197.99580703987701,141.32350641197243,105.36128582039059,620.01064231422822,157.14563622013191,343.56168503854326,542.41522710366519,70.282355438683766,120.49306910768992,218.11811754397195,6.3276905544220305]
[603,"10:02:00",101.41211402546092,null,57.296492811883809,189.87146284711983,137.4323659453357,101.41211402546092,622.04171309257106,159.88608205856792,345.72725420558737,550.68221269408002,71.061492178750939,120.47703246059282,219.34222192727006,6.6225207383291931]
[604,"10:03:00",98.531961430287879,null,58.849265405695434,181.84178345083555,132.00689897360488,98.531961430287879,624.38952542589209,163.34170755632442,344.69139096764582,559.01852633678141,72.121316624205932,120.46259947820545,220.03559830632037,6.7332365752628762]
[605,"10:04:00",96.997480192044264,null,60.673861875379799,173.17972195755863,126.50545300324633,96.997480192044264,627.22467566650607,166.01887865860218,344.61166532302963,565.73481945505637,74.150772791375175,120.2641659158829,206.52674520176254,7.0555651165280926]
[606,"10:05:00",96.457467280261724,null,61.791779948095737,165.56950046370707,121.36246919584161,96.457467280261724,629.58538681079301,167.93400434254664,342.68546888350005,573.04602378884761,76.033048875274758,119.82602904841571,193.35478891278746,7.2405568340928124]
[607,"10:06:00",96.404725923329309,null,63.241946130532256,169.66472479477778,117.5623283858766,96.404725923329309,631.44348631330752,168.34684170126079,338.83847350882195,579.91155080449414,77.516889220901589,119.18444710915034,182.05031206618645,7.5492043596068719]
[608,"10:07:00",96.351020909121388,null,64.401224723045445,182.09900915123751,113.47433742961316,96.351020909121388,634.69800242807048,167.64883050476752,334.60301788157255,585.84667135881034,78.852345531965739,118.32290242264942,183.77155649433342,7.5982536883556575]
[609,"10:08:00",96.420266810152611,null,65.463714555428396,193.45810542849657,109.42406784070457,96.420266810152611,637.24332669698219,166.50133942206418,329.01039187466529,592.31304182058568,79.454445420907845,117.15185943380247,187.02011037859148,7.549581397599316]
[610,"10:09:00",96.816803666735055,null,67.370097311311341,203.19168941689691,108.20264418041342,96.816803666735055,640.39423206439335,164.26292575573666,324.39101467450348,598.24998104673023,80.651723199373706,116.09168295087142,188.53360074454093,8.2231676838037444]
[611,"10:10:00",97.74268479298145,null,69.594853632426293,212.55305026036351,109.13171829386619,97.74268479298145,642.51170583061037,161.93304126121771,320.12393469142819,603.76713992447912,83.509613013225433,115.18081330080378,180.70330280387594,8.1800569052610168]
[612,"10:11:00",99.979947380577812,null,71.507003706195391,212.25426684077246,110.20909440759478,99.979947380577812,644.73312435887749,159.02007771126785,314.61437630529321,609.82710195742186,87.039748361072796,114.5835258855183,185.81633739165244,8.5183838982981452]
[613,"10:12:00",104.39934461029343,null,73.400585867314135,222.37288617720304,112.60084976175719,104.39934461029343,647.0613255948648,155.99028215937935,307.13403456099439,610.43985684957033,91.564507350649123,114.16959697250357,190.9757238551239,9.2064320784451414]
[614,"10:13:00",109.52727361361958,null,74.59810510040694,231.55903811124054,116.07063233929237,109.52727361361958,649.68600358225331,154.01771878719143,298.81382568497304,614.18036823492582,96.168359349959218,114.43373392442312,196.02560020008031,10.190514708308148]
[615,"10:14:00",113.93825169659354,null,77.196442783725644,239.95133986652277,117.87623390028503,113.93825169659354,652.51135464004358,152.00139154958561,291.14605395631952,618.79635851104263,101.3689153827367,116.45123089330892,201.08466585145899,11.057663570118933]
[616,"10:15:00",117.93875483503969,null,79.67619883494288,247.58380597752682,120.02055783691674,117.93875483503969,654.70256536744546,150.54529841513485,286.0371202525821,623.84110620486024,104.63372519944353,118.86017274538432,206.49604789912561,11.899912235384871]
[617,"10:16:00",122.31860371677013,null,81.335309298128294,254.58346065809445,119.45838852783447,122.31860371677013,656.56123339124781,149.24086317811359,281.76611086404273,631.47589817226481,104.96354725957727,122.75884327602169,213.25854027718185,12.367198882024605]
[618,"10:17:00",126.87899340612832,null,82.465354112944382,260.97010360595692,117.15924156958229,126.87899340612832,659.68204486657612,148.94475385004833,276.32862941631038,602.01450830621025,104.21558578313126,133.64174953679841,219.14062692329179,12.521783296037725]
[619,"10:18:00",131.90451569637489,null,84.349899329091357,264.78235533032216,115.68358230520217,131.90451569637489,661.13539189359051,149.6674812238326,272.29879076667157,563.14954124023768,104.33372447044314,139.43069347960298,221.82013722900953,13.322724053653193]
[620,"10:19:00",137.7197358186319,null,86.441519198428324,258.12831565910636,114.11427879269952,137.7197358186319,663.18631193274712,150.26216956385164,270.24849543023885,577.97825166699522,105.97313110665084,142.0881917585958,218.42621402124527,14.068334415011503]
[621,"10:20:00",143.81921762006951,null,88.868753997335503,265.15102181292229,112.77619686069517,143.81921762006951,664.40265388400371,150.6304701245563,270.25767298682433,581.64923753545202,108.83328564735295,144.25120638400571,222.90117379587855,14.436359257506933]
[622,"10:21:00",149.71706880728135,null,93.88447106586365,272.67750898709886,112.27664876886395,149.71706880728135,666.07770221630642,151.84001222342877,271.47009233364969,598.75652447526625,111.12916240488326,146.58733299902315,228.369091694611,14.173819694823869]
[623,"10:22:00",155.80396330594772,null,99.225281161425684,282.26609048584987,112.32176297522956,155.80396330594772,667.12777501225389,153.13275965831249,273.80512350555813,613.3610233949272,113.00376905257855,150.11744705019504,232.4924852595249,14.259084266936943]
[624,"10:23:00",162.80390755152484,null,101.30370519372062,274.17747734790942,114.06293262497221,162.80390755152484,670.1011974622005,153.76447423203206,275.51723810812729,626.6846561628563,113.8192712061586,153.26373609761694,235.59862308611153,14.694612493380459]
[625,"10:24:00",169.73523707225127,null,102.92916658352826,267.04139312630207,117.79425685515079,169.73523707225127,671.90960188590236,154.70409431371166,278.07137367231456,641.74775792938317,115.72165347274975,158.72186108404665,237.81380655386758,14.257854452965754]
[626,"10:25:00",175.31180796951833,null,103.65385551599573,257.87695107929687,123.87948113301462,175.31180796951833,673.59954990043718,155.37640643995769,281.61206345352059,638.64103633566367,116.16650167527948,159.7778411743725,239.70728551762141,13.945301524911608]
[627,"10:26:00",179.1360150509845,null,103.47416637552895,248.46581541960938,128.77489788787727,179.1360150509845,676.34545428539354,156.62458885504392,286.31285967164513,638.06993807319111,115.04607114276132,160.12274077275555,241.47946773246088,13.960790293318887]
[628,"10:27:00",183.05984335545634,null,104.99038499188235,239.19163530587113,133.81196345797625,183.05984335545634,678.71657902286984,157.21619491094586,291.90463583826971,651.80736565259076,113.9265302516297,159.5431693321988,243.28426143773041,13.888151720377378]
[629,"10:28:00",187.79166572157092,null,107.79812749855353,229.83598801063562,137.57235494176842,187.79166572157092,681.65399704831725,156.34504844231219,298.23402088725527,634.65876409709733,113.32688259756053,157.67410783110782,244.72899203223866,13.600092621337691]
[630,"10:29:00",192.78565588769513,null,109.60943565934268,221.20550810605647,141.09281262386108,192.78565588769513,683.48859734348559,154.3120557440771,303.67715932587356,593.463209342661,113.02822067447437,155.34904171352434,245.84399413516709,13.563523815594301]
[631,"10:30:00",198.27079574326152,null,109.3639690831545,212.57815187552893,142.91944749917027,198.27079574326152,686.25126715015256,152.5751784777749,308.02588931613781,557.88815458271142,113.39609791732963,151.90922268621492,246.923110957002,13.623428529371781]
[632,"10:31:00",201.98813908153306,null,107.46052505569844,204.65890022557375,146.31332580833524,201.98813908153306,688.31044829646544,151.15414439464581,310.35184347534431,575.68724195647155,114.68522195128027,148.28181665294505,247.87541350876268,13.572049783948032]
[633,"10:32:00",202.86115897464924,null,105.77276570198407,199.13403040565308,149.52868512203301,202.86115897464924,691.004922265647,148.98485422275934,311.33178058777077,587.63458831746493,114.94921394682603,144.30032688218185,249.01036666472231,14.094806963756358]
[634,"10:33:00",201.85292546243824,null,102.42545891938332,198.62138420102528,151.8718462729156,201.85292546243824,693.28817027345724,149.2149134171826,311.65795921844682,603.36262118493732,113.49928309169422,139.97539825890507,250.19250565742976,13.421243072648057]
[635,"10:34:00",200.1842680480303,null,99.47626019541373,196.33542681119616,153.98693062755765,200.1842680480303,694.73818015040843,148.77281660671434,310.63393880929743,616.23051556058431,111.84822029155801,135.71207397866888,251.13922799207739,13.563239801912792]
[636,"10:35:00",198.83729662652809,null,96.412700948333296,195.68865170820155,156.37897547984099,198.83729662652809,697.41558894200818,147.52181058080851,308.87678272133655,623.45434510804148,109.4781428302733,131.44861728270629,252.09524843017437,14.216745724370442]
[637,"10:36:00",197.4889170004964,null,93.258898810042936,197.23509873220559,158.67396977755999,197.4889170004964,699.5776189149949,146.20422272341125,305.89836653416381,630.4019159683312,106.35603731799792,126.91925619530481,253.14848298657105,14.013218525132858]
[638,"10:37:00",196.27537533706789,null,89.871807070518145,197.98228893222722,158.1731133271478,196.27537533706789,701.72004623247983,145.27208017519121,302.93991110633328,637.28422193009192,102.86618019874696,122.42865351278606,254.23817265178116,13.830044045819033]
[639,"10:38:00",195.47392422914243,null,86.701341222475122,197.05948575921929,154.34597228251891,195.47392422914243,701.7748848709507,144.22899386177369,299.39450092831714,644.55390764723904,99.941754714272662,118.21414356922229,255.28127433191554,14.809232367372379]
[640,"10:39:00",193.91159802937267,null,83.741778007820386,195.18964252997705,149.29379464044865,193.91159802937267,701.70703993854318,142.33823024830141,295.90684526907927,650.25541385517147,97.179904224534837,114.42108462001489,256.53386589286458,15.331900858845591]
[641,"10:40:00",{"$f":"H652","v":193.0312139832713},null,81.08468203992409,194.58372148986996,144.64173069764399,193.0312139832713,704.0202653880483,140.37057009578578,291.24243637693695,656.46238589738869,94.329588820391905,110.71073427568919,258.04494158385154,16.031035945385351]
[642,"10:41:00",193.49368859324497,null,78.741760634637743,195.20663443609777,137.99986368867062,193.49368859324497,704.82995759924358,138.3586549929455,286.40741698240737,662.99383895804044,92.673000177610533,107.0685831198488,259.25179080925551,16.876703636857556]
[643,"10:42:00",195.06114407474078,null,76.6905112832101,192.000147933406,130.89685302781137,195.06114407474078,705.83656755220977,136.00993472680526,281.82149553563147,669.99123850950207,91.769405604185422,103.71654505932877,260.29447671856434,17.229676011514091]
[644,{"$f":"(A655-1)/(24*60)","v":"10:43:00"},196.9482242473448,null,74.333331111310002,189.70750618694041,125.43779135173922,196.9482242473448,700.76898135362933,133.19741018723022,275.41250272034961,675.70856363316125,90.51099073956766,100.76133647624745,261.38601293342674,18.029770734886611]
[645,"10:44:00",198.10784365610644,null,72.440579894099912,188.73902455017998,120.11026969337195,198.10784365610644,701.1797968413133,129.70167658427869,269.54043884968189,683.20197728937637,89.421706545981991,98.070835915780904,262.33814955512315,18.644563093465823]
[646,"10:45:00",196.46757015475362,null,70.425398018581518,183.69158693891197,115.28468660220858,196.46757015475362,702.79149855366632,126.04871092170043,263.43894623424501,691.00843361317311,88.014885928004873,95.661672551253588,263.20830493652494,19.179350711121192]
[647,"10:46:00",191.92988754113378,null,68.169830644091533,177.96118099160276,112.27720106576703,191.92988754113378,704.11159186236216,123.71302699383699,257.21225436960964,698.29322257607464,87.440996669921191,93.678870164292292,263.94796638623183,19.846103826654584]
[648,"10:47:00",186.00873258828992,null,65.733386901581795,170.98510073423938,108.50694784761806,186.00873258828992,706.1843621194854,122.0931418359572,250.96550860794167,705.1274135020609,85.929411193602903,92.388866296056435,264.74220478178836,19.419716500782336]
[649,"10:48:00",179.72714109825972,null,63.540855325071078,162.33101433635255,104.09311524547346,179.72714109825972,708.83435852472439,120.87021681251778,245.10903343074131,707.7923638022454,83.654050488060975,91.734667471626565,265.34548979677362,19.493623909541991]
[650,"10:49:00",174.05518306143176,null,61.555301973350105,154.36294128406496,100.0465635018099,174.05518306143176,710.10026349256452,118.32289239689101,238.58924489479608,711.5140734669427,81.074656562912111,91.621691904883832,265.93948390791655,19.455036512484273]
[651,"10:50:00",169.5194187836089,null,59.710245790297321,148.6826018980901,96.849846299578132,169.5194187836089,708.19798860815183,115.02255048386206,232.77077450687898,701.92031992884233,78.716151020146285,91.934191598672783,266.99960045853123,19.704807023528328]
[652,"10:51:00",165.85783640231833,null,58.463772984338881,146.00772549734359,93.181307592471882,165.85783640231833,706.86401128053978,113.62256365446996,228.87554977835907,683.72639584611431,76.302948088541811,92.474987984459801,268.13895926033445,19.675914150765333]
[653,"10:52:00",162.6242271395279,null,57.252208994620815,145.93890027426943,89.335388670993254,162.6242271395279,706.78819364857964,111.86181943501904,224.25018809886299,687.33296158376845,74.032199559594872,93.128434467996243,269.2248741253166,19.748965474031088]
[654,"10:53:00",159.49129356131732,null,56.244083660954637,148.17204271754559,86.177085933654666,159.49129356131732,708.2473686684873,110.92629896002303,220.8232787250119,692.35391957578224,72.82293063818129,93.475515337602872,270.04907860731623,19.678605746085989]
[655,"10:54:00",156.3440547691504,null,55.688181535703905,149.45200336278324,82.438016180010877,156.3440547691504,708.60221554187297,109.96088998076873,217.20711296188571,696.67429544046956,71.98808554189246,93.281082700326976,270.58670309521744,19.986359528472022]
[656,"10:55:00",153.56711694360254,null,55.113308313163785,155.20056523353622,79.610849693845736,153.56711694360254,710.63991268885752,109.41962123415665,213.61305571843155,700.00119573040695,72.114418894441499,92.574713627071617,270.9401299536645,20.671466480287911]
[657,"10:56:00",151.60605802023838,null,55.124293079381587,155.9875033390889,77.647685332981681,151.60605802023838,713.17327249419054,109.4394739911121,210.83587185068998,704.07102244642874,71.968572250358676,91.531041550253121,271.66653321806365,21.479745171004243]
[658,"10:57:00",150.82446985737474,null,55.235498491292063,156.5343111716839,75.182160726685467,150.82446985737474,716.65934490297468,109.88399552510639,207.69349407724206,707.15352591467649,71.200448851006399,90.159222490442659,272.72861219606199,22.355589242160661]
[659,"10:58:00",150.27548234429355,null,55.700981006054462,175.2513909187733,73.142583493738599,150.27548234429355,719.02932960213036,109.79559597259575,206.20769874666627,711.67068675094322,69.866415089562992,88.467118448185502,274.25915368641671,22.803773222607688]
[660,"10:59:00",148.71787734716889,null,56.772351716484181,174.38541930736477,71.177096430375485,148.71787734716889,722.6405751087143,109.93872085409598,205.43759110344496,717.82498038053632,68.387523901041263,86.561049150974384,275.33985452871258,23.47292325935571]
[661,"11:00:00",145.70185514589932,null,57.833735014074044,171.7066124840502,69.791522941512738,145.70185514589932,726.86044704120229,111.51422514197739,205.37020223235828,723.40543400263903,67.928166423656862,84.598328024939448,276.33138787466942,23.62997873462864]
[662,"11:01:00",140.90955277950275,null,59.154839967256478,184.12952423369208,69.026737178733541,140.90955277950275,729.81712694645705,112.27679112265265,205.30766168441545,729.76999314143768,67.959924824015786,82.776302687045103,277.42792743192905,23.703275798299568]
[663,"11:02:00",134.7471421182517,null,60.051068617015211,187.21940689333067,68.196275298628734,134.7471421182517,731.2607438416552,110.68181541004559,205.10959815269271,738.03873967690333,67.456748885193306,81.253871087774172,278.32218608033776,23.905349074487681]
[664,"11:03:00",128.13726707878982,null,60.350973123111544,186.32506477577493,67.337517367154533,128.13726707878982,731.99667507272409,110.02516493593552,206.85383700685705,746.40121702757244,67.245100333343899,79.995024506340499,279.01548627113209,24.025400142685882]
[665,"11:04:00",122.09556338116474,null,61.008102983651952,183.58405152329513,65.556695699408806,122.09556338116474,732.93878612990488,109.86707211787908,209.79605187794866,751.44351719981523,67.307924742148174,78.905351767620502,279.73775661374549,24.615676671996393]
[666,"11:05:00",116.84366314046038,null,61.203536352889294,180.60995575817262,64.182689642651511,116.84366314046038,732.37647489972687,109.82365409066148,213.56313858468508,752.94756025522429,68.254636998157963,78.190430757118236,280.36889733420685,24.590403941930546]
[667,"11:06:00",112.48803065209793,null,61.714736367502709,176.15141837327337,63.984836556682261,112.48803065209793,734.22011403084798,111.10140220698594,217.40342201625569,755.25204739376443,69.978322620851941,78.053807267588056,280.98607254219246,24.406977904732123]
[668,"11:07:00",109.37798033347018,null,62.060375462686025,175.07710905547734,64.561021785291373,109.37798033347018,737.16483236409135,112.09674370625804,221.92773130388792,717.6587884551692,72.722645052370268,78.394362362362457,281.62281379871541,24.470627915467411]
[669,"11:08:00",107.81579646638292,null,62.206643137975043,175.25446437307411,65.178643971996621,107.81579646638292,740.2782197331511,109.56740991180412,227.78599882291326,720.69820135769919,75.909737999525845,78.917118661526615,282.00495685732051,24.620729659443128]
[670,"11:09:00",107.34990666959813,null,63.328483706990035,196.15623961545421,65.678737643644624,107.34990666959813,741.41674907819538,105.88136823092644,233.78244471698912,724.39775988403869,80.391543282825268,79.38759933077435,282.34132335420566,25.163760758440226]
[671,"11:10:00",107.33873420942541,null,64.821022909533227,212.65403728476818,66.320504382209847,107.33873420942541,741.32989594771971,101.71081182165216,240.00722453728241,725.95420581946291,84.777908516310347,79.662638683585584,282.780158548082,25.992753258646005]
[672,"11:11:00",107.55136347402977,null,65.487960840747874,228.00867139808827,66.792801935932218,107.55136347402977,743.71108481974466,98.761091418295536,246.79100220562449,729.46653670236037,88.317508869513318,79.730968778850084,282.87265355753163,26.479111210674475]
[673,"11:12:00",107.9096487574862,null,66.300639366048088,244.84674468796695,67.150005506987441,107.9096487574862,745.65755446277012,97.225247169044124,254.19318860615584,734.13046652821811,90.328669512102991,79.489630018640852,282.86894227892685,26.978459038886818]
[674,"11:13:00",108.32492243764578,null,66.036992742065351,240.31103109563506,67.2610921450094,108.32492243764578,743.88575043250876,100.14620084569441,261.76441845159496,738.42630659414635,92.52226740464269,78.771858270438869,283.2795913859951,26.741482733386807]
[675,"11:14:00",107.851409228305,null,65.369764644006281,233.07444550316137,67.849727498379551,107.851409228305,743.82987802597665,105.04405787294137,268.96226859862298,742.12621133512243,94.50898185680542,77.575769092564897,283.88547013802059,26.985859965114045]
[676,"11:15:00",106.10180678814052,null,64.592471025674996,227.77380637276715,69.257571673590419,106.10180678814052,744.46012264525405,109.91583311592063,276.34770372606539,747.97029796528204,95.734453910382683,76.066585432820133,284.48557974042944,26.859674824620711]
[677,"11:16:00",103.69219297334014,null,63.602612121960043,223.77033930970924,71.087202384649345,103.69219297334014,746.00277004869747,114.81990257532468,281.64866028216977,753.47194370586328,95.768003148250671,74.50435018360551,285.2298379284959,26.844973897944769]
[678,"11:17:00",101.0904594853323,null,62.749865481907591,217.88460939485162,70.854096312444184,101.0904594853323,747.61610388367149,121.91050142912032,286.49891571391368,758.52361408137085,93.925039961111153,72.968660114585774,286.02254322256044,26.102064337740131]
[679,"11:18:00",98.581791954767837,null,62.092836621094762,208.74605385087426,70.007439046312072,98.581791954767837,749.3648877824138,127.61189055622779,292.11934579779569,762.97749046620254,90.875447113071331,71.376330922585211,286.69439168350749,25.526262467869927]
[680,"11:19:00",96.423045895277383,null,62.333302714844663,197.34800791402904,68.571534314044143,96.423045895277383,751.35845271510993,134.22688253087841,297.89984896215674,761.44722799184797,87.166541241485874,69.73321572888625,287.41058483937559,25.094430135877854]
[681,"11:20:00",94.393596072595344,null,63.448181061524259,184.35574023419841,67.545193718333095,94.393596072595344,754.32657472875519,137.43538476851327,304.82063982277697,762.34976471414757,84.094310411404663,68.056680655021069,288.14022642868025,24.458522087805211]
[682,"11:21:00",92.208489852786983,null,64.326940836231216,171.66043072188697,67.338878387027123,92.208489852786983,756.62737672853609,137.08957730972836,313.11362161686651,751.48718814507663,82.306051703027862,66.467458512370527,288.77799821940607,23.65747140032596]
[683,"11:22:00",89.90786791828954,null,65.054035265791683,158.33578665177347,70.170585793685746,89.90786791828954,757.83798500294813,134.97929664174382,321.30509453818769,738.89801522900643,81.215899871348128,65.11730995117253,289.33498233301236,22.905523927651764]
[684,"11:23:00",88.356778392085587,null,65.859985804153922,144.74757656264592,69.219311668662868,88.356778392085587,761.09199167843462,133.58703790652453,329.2464173597595,745.01010579594958,80.958015328549251,63.982516440796488,289.66235446103923,22.482268325963251]
[685,"11:24:00",87.591422208150476,null,67.231264140242445,131.88718562848825,68.214771706630557,87.591422208150476,762.66710037191922,133.15007331264937,335.40495128296322,749.40512793119854,82.617601674112308,62.95496410701957,289.99479455204471,22.472415821980206]
[686,"11:25:00",87.477837390899879,null,68.862957977683038,120.35007381612772,68.442254649492895,87.477837390899879,766.94103364527416,137.66587958001725,338.47504270251852,747.22264736464115,84.840529311876878,62.011641692289295,290.41119339273865,21.832735732702108]
[687,"11:26:00",88.01871179389974,null,72.553062936750635,110.37480173267168,68.01617646237564,88.01871179389974,770.23180576902803,144.19040642914442,339.2929437057042,752.63270684692702,87.688045289380597,61.057547454090631,290.72357136791788,21.98670218781325]
[688,"11:27:00",89.420810188484367,null,79.745707387704471,102.21369198939719,67.781099343481827,89.420810188484367,775.99879242845338,150.62580761972609,337.72849003337598,758.26924695324999,90.937198829290239,60.00113124017571,291.03117638932923,21.673854265174505]
[689,"11:28:00",92.840544050007026,null,89.047310049812936,96.841850149466268,67.878603575393413,92.840544050007026,783.15505942584252,153.71540123519489,332.7666059958587,762.5803166426906,93.638564090404216,58.914439747017525,291.17758572793542,21.145032185519845]
[690,"11:29:00",96.994296346666516,null,97.036547245515251,93.139139820188603,67.119287453083572,96.994296346666516,785.05883448911777,157.03384219077702,327.22529390701504,765.014155095609,95.754480630582592,58.084621443702495,291.28478137877465,21.23166307646493]
[691,"11:30:00",101.19656806698038,null,105.44715948873713,91.971728523716621,66.176167835582831,101.19656806698038,762.01609190934664,158.43764180958993,320.47629967256358,768.4711502305795,97.083947423481334,57.807728208023661,291.54760878288943,21.136663158283767]
[692,"11:31:00",105.43645715871985,null,110.38733886457041,93.982873237262964,65.222256114890754,105.43645715871985,716.4553152379433,158.30370734054503,314.69332119456504,770.09851640869351,98.150977638408605,58.195008442030868,291.82763184014738,21.236607491564282]
[693,"11:32:00",109.28317093991816,null,115.30476647713678,99.040539893028864,64.592469010481764,109.28317093991816,664.14248635086778,157.02702312992804,309.30338360635852,772.56503805883983,98.870095420222057,59.217284636402006,292.52388476941394,21.561529010169082]
[694,"11:33:00",112.62158358225446,null,118.57432645051691,104.37164673136269,65.286908632871089,112.62158358225446,618.043928328574,155.87195723050942,305.52805623205074,778.51647492678399,99.127697999781859,60.582323750886808,293.35467195165222,21.767379817037916]
[695,"11:34:00",115.62596575137282,null,119.70614856620742,109.30574823254283,65.720221858939453,115.62596575137282,579.96921384044322,155.52483719105228,302.84859655611126,783.71208695559005,99.557461311375988,61.996302832096958,294.04755863832293,22.552456524970356]
[696,"11:35:00",118.14427585348164,null,120.73810176378588,114.83509772569485,65.89999563251817,118.14427585348164,541.65849240757086,154.36535884304087,300.69606111925015,786.62442928542168,100.84670571978918,63.367750277158748,294.55962711531095,23.444469821753113]
[697,"11:36:00",119.7986577774108,null,121.56121846729009,122.14931897119178,66.519258917166752,119.7986577774108,521.65710544708713,149.48250948217429,298.23893059326264,787.59525662055137,102.83538109507586,65.059330657157716,294.84657517038147,23.851629590066082]
[698,"11:37:00",120.86056903824391,null,123.50582751655719,130.94005876596711,67.991908068174695,120.86056903824391,519.4895058642926,143.78340785646662,294.48309173315516,786.69584448388684,105.42254305881048,67.527310402721241,295.1180608418199,23.271948541765045]
[699,"11:38:00",121.12990001283752,null,127.36615022144447,139.83471103146019,69.08836926941386,121.12990001283752,496.64263352493367,139.65591774831017,291.94971786257406,775.67465481088868,106.68785024584933,70.947546891746015,295.18848437189575,23.269706385342452]
[700,"11:39:00",120.72295935847758,null,130.58657865633131,147.95142913729859,70.526601892033028,120.72295935847758,476.26570537751837,136.04628071591077,290.70748655483226,777.84254089229978,107.09070981354959,75.057517849544112,295.86434418665931,22.841034391827737]
[701,"11:40:00",119.78147625832322,null,135.11850154020988,154.70070913616644,71.486984915720356,119.78147625832322,510.68261018156346,132.63673778836269,290.36830833391934,769.88059515267923,106.26027805338605,79.473505261366995,295.93386374748559,22.010050039864204]
[702,"11:41:00",118.4704367867878,null,137.97754982368889,159.60492868885839,72.450384355056528,118.4704367867878,544.93381937825086,130.30387684521983,291.93639388236329,736.7734438405364,105.22234076318415,83.781542613648298,296.14576912078394,21.583714301624852]
[703,"11:42:00",116.93794922993523,null,139.58397880128089,164.94689401089056,73.329731753291114,116.93794922993523,576.30432904198824,128.39598443047325,294.44029782908785,737.88438070648272,105.27723376206103,87.689777512439775,296.36672992843216,20.934038569246788]
[704,"11:43:00",115.18763270049641,null,142.2447871589458,166.81080598919601,74.220009920735436,115.18763270049641,604.3903451123989,128.53994006457432,295.89607883719469,743.47023462802201,105.70376377330614,90.805487566371596,296.51644609574527,21.153111061199059]
[705,"11:44:00",{"$f":"H716","v":113.36508906545654},null,144.40423788641061,166.50269291957329,75.219181261425575,113.36508906545654,629.74715410701833,130.51184327491379,296.93407105113153,749.6600702960792,106.09992792331931,92.868038785320337,296.80620163265513,21.430805707642634]
[706,"11:45:00",111.45882613059059,null,145.63648255480086,165.24807639861206,76.025618542997861,111.45882613059059,652.59285495608208,130.92625495572321,298.32005847726839,755.51637161608073,105.35609800330184,93.834543012257114,297.0045975826709,21.25407664597261]
[707,"11:46:00",109.51426645454326,null,147.42692518066849,162.51684175679776,77.16577900925472,109.51426645454326,674.33546155031763,130.90357269745559,299.43134181411187,759.68118342908213,106.45451453964156,94.11101302743765,297.38731348358351,20.581788068594587]
[708,{"$f":"(A719-1)/(24*60)","v":"11:47:00"},108.12295333447958,null,147.70617785303136,160.07744548394999,78.111582852714022,108.12295333447958,692.19681285622335,128.96652353317884,299.47308617273984,762.66391347484591,108.3209725705407,94.118815075523969,297.85463071920958,20.465197091324967]
[709,"11:48:00",107.86623432549453,null,148.15463965757203,158.97064545459801,78.62273062823364,107.86623432549453,707.65387717606984,125.90011715154066,299.00403988456748,763.30300308439257,110.40210773536162,93.959107182473531,298.35082963459331,20.67557721587167]
[710,"11:49:00",108.59983794372638,null,150.03231076261562,158.84654843843512,78.958945419414192,108.59983794372638,724.55767891158791,122.65812026792956,298.08662234630606,764.00672987556266,112.17607390274347,93.666976829216409,298.84088705199338,20.394975899924152]
[711,"11:50:00",110.29902239276194,null,150.87935281867826,157.9246529940057,79.539799534699341,110.29902239276194,741.1813055516792,119.62917042375379,296.14374380308175,765.40567847003763,113.08663271119963,93.441110902886564,299.37456873253626,20.099145531001078]
[712,"11:51:00",112.77441342741155,null,149.68040679462294,156.06810383230044,79.988466218192301,112.77441342741155,753.8533422328394,115.80254793704248,294.55394522843767,766.43599685350262,112.95433967933747,93.330648494238545,300.15166874404827,20.055582486995213]
[713,"11:52:00",115.54007206025629,null,150.37650185734816,153.72915691342592,80.503797300230502,115.54007206025629,765.03133198416481,114.23817220217613,292.09288053957835,766.72623505877732,114.36211921238032,93.169417446084225,300.64689920851066,20.436791816420691]
[714,"11:53:00",118.41876749094946,null,152.04652073899615,151.10463447159503,80.256441862199637,118.41876749094946,774.86279351231087,112.77446850734916,289.14257075710492,766.94964426774345,117.353695071904,92.882154046202373,300.96784161187844,20.563434099317192]
[715,"11:54:00",119.61828936246002,null,152.82444617974494,148.14880206691603,79.873141578567569,119.61828936246002,783.62982226654867,110.67206895886032,286.35685677221471,768.44182583706299,121.49261603102221,92.691481213603623,301.21321138135471,20.936958433831276]
[716,"11:55:00",119.39918274677062,null,153.65787833178996,145.37097248888654,79.286772702693227,119.39918274677062,793.004077588722,108.68709244017157,282.91020765505181,773.66569745257561,125.6813503385645,92.785660118610451,301.21287412993809,20.778612245599518]
[717,"11:56:00",118.12599420842167,null,154.57660587947038,143.48321377149199,78.610647464894612,118.12599420842167,800.88514565992796,109.18813722447472,281.82901660146075,743.64884389384156,128.44969906935646,92.759267721251362,301.0764652569834,21.09980573905715]
[718,"11:57:00",116.60299744871232,null,153.98605191994136,142.55133831719439,77.315934036764531,116.60299744871232,807.74937157245074,109.23718772932214,281.68392316885377,744.22157547125437,132.14007919904191,92.105080145903571,300.81002966878509,21.203435814260324]
[719,"11:58:00",114.85498484373367,null,154.25858320255662,142.23212062317026,75.612884868317565,114.85498484373367,814.06139120231512,108.73728716317703,282.86902816642151,751.14346089287903,136.8028199363643,91.145422808803445,300.70634298608633,20.981390877853823]
[720,"11:59:00",113.33753903270015,null,154.41894924753535,142.44595995245481,73.634961249649862,113.33753903270015,819.05033875200547,110.55637537190813,285.8524470050528,756.55652569226299,142.13009867270839,90.393073063323499,300.07616278904021,21.109149769804773]
[721,"12:00:00",111.92854861819967,null,154.83500720364123,143.52291394500233,71.724962439138011,111.92854861819967,825.24171600961745,114.48107841088922,291.52807266587564,761.22412751756804,147.26491442799613,90.463784677889592,299.31807348767529,21.230370946999095]
[722,"12:01:00",110.03588296536408,null,154.79464765759352,144.92525359298259,70.296511452792572,110.03588296536408,830.54741501412457,119.8989434701909,297.66827077038187,763.83139616229573,151.28662702572382,91.510223135149431,277.16982021605622,20.974630643375846]
[723,"12:02:00",106.76178456750931,null,155.30243875120917,146.54614986454374,69.350981248675424,106.76178456750931,836.48511125685275,123.33475865686322,304.89955465525782,764.88681855778498,155.31486434756556,92.767139969583695,279.05964361437248,20.936146804196952]
[724,"12:03:00",103.0483662731119,null,155.80625096739686,148.84616592056989,69.198681127958267,103.0483662731119,842.0218540374176,124.49183149723159,313.02018573758363,765.03329905552209,160.04046714620742,93.89231653659013,281.13855779297432,20.827409137937416]
[725,"12:04:00",99.329162732958906,null,154.63505427641888,152.03565211171602,69.265391384303072,99.329162732958906,847.62874456141026,122.06476519931503,321.70682378003619,765.30123379840745,165.60919875189919,95.127470716671326,283.1078776728566,20.717069080161743]
[726,"12:05:00",95.759195449531177,null,152.9976154381325,160.20070720083743,69.535638744896204,95.759195449531177,851.93203221464421,121.01178599383664,329.64200077703259,767.64823444200431,171.44903571264678,96.535706768783484,285.17705206377406,20.574473652858458]
[727,"12:06:00",92.311253275793888,null,150.17690357693647,162.01352832645679,69.506838359176115,92.311253275793888,858.1736129287267,123.04425607609357,337.13526835069655,769.16885411303838,176.30980383327659,98.396124586778143,286.68770073923258,20.372035748021833]
[728,"12:07:00",89.109239428927381,null,148.83189083154753,163.49648488101812,68.918158231144247,89.109239428927381,860.5018082764791,124.70032241184362,345.04744952343935,771.33325532282834,180.50490987573025,100.66388441203584,288.33083862429373,20.028972035280198]
[729,"12:08:00",86.283003672680152,null,147.40174435093189,165.0165904212366,68.320293442575732,86.283003672680152,865.09435205820625,126.09191584204596,353.69393442949382,774.74057310109242,180.64647974020801,102.61791223059785,289.81533593862218,19.578059714106921]
[730,"12:09:00",84.029939435172878,null,145.93627236945201,162.57447727755044,67.862744155080861,84.029939435172878,872.2767869695731,126.75096614016557,362.49656247091946,777.41018034176454,178.37578318220281,103.61018518600487,291.14004013772876,19.450499523641049]
[731,"12:10:00",82.416548152788394,null,145.46352373358101,180.12043225975629,66.807849820749539,82.416548152788394,859.23436217886581,128.10441414284821,375.35654672675724,782.86764863571307,175.55937643380673,103.83574503654498,292.29446568938562,19.051196279193206]
[732,"12:11:00",81.119127804062288,null,145.21127841588702,194.58854040096816,65.462792530324975,81.119127804062288,816.04438543363563,129.04425654203999,396.37854586267531,788.37861326432926,171.95523474989875,103.89054486150377,293.39015950130647,18.895982237516566]
[733,"12:12:00",81.132546139378718,null,144.86876232966941,218.05596199563695,64.870388628244626,81.132546139378718,822.98626036683459,129.31506739906649,417.02235631547029,793.2212817230527,167.33910656909839,103.9338153570429,294.61635961562894,18.743813060395773]
[734,"12:13:00",82.313242178517015,null,142.70674266408525,239.13316303728416,65.190532840371333,82.313242178517015,774.30010991608867,131.96390123533175,467.25962874056387,788.6723102890287,162.41805067903425,104.15820344414131,295.47986403492547,18.569809790855217]
[735,"12:14:00",84.303467948458319,null,140.48932157150483,258.06672783707137,66.369022128355681,84.303467948458319,721.07992863639402,132.32611249119307,490.87015268291378,788.99222525621963,159.08324024003713,104.57036008947328,296.49709369588606,18.641940292482587]
[736,"12:15:00",86.323593413133992,null,138.96828553251845,275.26005505336423,67.132875988518165,86.323593413133992,679.11749241337964,129.43093028870467,492.65459432380209,789.24234355091028,156.1743485890803,105.05245448213725,297.27082487805524,18.508937135426709]
[737,"12:16:00",87.801442201703395,null,137.83019263600491,291.00626024138717,67.455505290301119,87.801442201703395,631.94109320866278,125.24246830231468,488.50066748419528,789.4712280923037,154.01986233857068,105.83870225902122,298.05413972911697,18.277892245431399]
[738,"12:17:00",88.667800667079931,null,136.64226156820521,304.86404486177975,68.722620319132332,88.667800667079931,589.5938649913121,120.03844852286447,480.39351150237735,789.02315923815149,154.02789502561203,107.17619281192771,298.81394182065839,17.63101046107381]
[739,"12:18:00",88.266238190703973,null,136.265970286873,317.22452147911741,71.643742076281598,88.266238190703973,551.37549869481768,115.2744901451874,471.31635212460048,778.87320537488336,155.74741234678132,108.82492484909434,299.60929629581915,17.642389662463991]
[740,"12:19:00",86.995946769094516,null,135.83492379529511,328.05216393569788,74.421144907227657,86.995946769094516,531.22849753139064,110.46140804351046,461.22630626760929,773.42256086278564,160.37871969608759,110.29025874968291,300.51036922971383,17.794974846303042]
[741,"12:20:00",85.982552806296383,null,136.46017775365621,337.8707665118547,78.114002035157199,85.982552806296383,551.17748005364217,106.5377625089348,450.97513255002809,765.39599691517901,165.89472345890073,110.60149776729273,301.25328372275806,17.926063337319707]
[742,"12:21:00",85.837227976106206,null,137.12121869411089,346.72641141828643,82.760447138037989,85.837227976106206,579.72135924554357,103.84107472850032,441.14982998838468,767.78645093459863,167.31167811496374,109.42320071273141,301.74988223036502,18.699430476182947]
[743,"12:22:00",86.479403158231918,null,133.93296004491461,354.44318372860619,88.172682148355292,86.479403158231918,606.96661223700482,100.54846048074795,432.62274982157754,768.81309758918565,165.53325078198299,107.36159887265944,301.46714254248479,19.296406183142295]
[744,"12:23:00",87.348097974244666,null,130.09673496327471,361.67750305105807,92.246151848558867,87.348097974244666,639.95615096447625,98.036525962214171,426.00886656305261,771.01685252753271,166.13342301823778,104.83886061625289,301.7381986739785,19.883211678414497]
[745,"12:24:00",88.068108428285043,null,126.76079040981834,368.23943109067886,95.312463024786993,88.068108428285043,669.90193601451301,96.183724043482982,419.75958818311454,774.13634037048257,168.75070510606241,102.01206302508658,301.75341384076035,20.30623274995293]
[746,"12:25:00",88.221411110847171,null,122.92979803875839,373.94667999821257,99.803334337054395,88.221411110847171,692.91930466892109,94.986145553929617,414.95754293902189,777.22554446819993,171.51457655102257,98.967378329023234,301.50624018129372,20.798104744733028]
[747,"12:26:00",88.155224742194093,null,119.31674377199194,378.96600125620381,107.99974956057555,88.155224742194093,715.0886229813259,94.254449943849153,412.58844269785413,780.13626028505178,172.64742828312731,95.83793709646271,301.77905671492215,20.733795101863727]
[748,"12:27:00",88.343104977935624,null,115.65746777125759,383.39643360128656,121.9124393994399,88.343104977935624,735.52872308553708,94.313125890626338,410.22752018099845,782.63870481318713,173.60518148752936,92.873235946630885,301.38187003757054,20.892362727602645]
[749,"12:28:00",88.747168808755333,null,111.88811991991308,387.69384163275947,132.23726296437871,88.747168808755333,753.44843988831155,95.608656563282509,411.09323557012522,784.58844517171224,174.67736597549523,90.17400286710452,304.46107500158689,21.066075444710542]
[750,"12:29:00",89.531241753319264,null,107.46026373846865,391.34411689331159,139.19312040817525,89.531241753319264,766.51002290143356,96.700342939424957,412.27502834612051,786.19387067407229,175.2154887529457,87.553199870433119,303.10381332662348,21.451150334321518]
[751,"12:30:00",90.90477163072174,null,103.7612603748757,393.29288086316012,144.44583137761163,90.90477163072174,778.02347983980587,101.80044109177156,416.42181750369599,787.68790523752455,178.01719122042454,84.866877838712085,287.11176848077753,21.198095771470417]
[752,"12:31:00",92.567602573118378,null,100.44031011863814,396.08646570164882,149.73659827647157,92.567602573118378,787.89032130895032,106.8542348732194,426.37698682754518,788.28584445010029,181.18900725463209,82.022911993927792,271.9954875677584,21.032161354540666]
[753,"12:32:00",94.571145050181542,null,97.078261528649335,398.56477591859334,153.53326010409782,94.571145050181542,797.60601329914903,109.15841404703026,438.98692608424381,788.65574633321523,181.34761049645408,79.1727947905067,256.74641107050405,20.283009492920829]
[754,"12:33:00",97.629531186032494,null,93.539683956717028,400.4417577993903,156.50507600042636,97.629531186032494,805.45221738915609,109.57527604198543,457.41715803636635,789.85444171942504,178.36275484231649,76.502585242486305,242.57082468147124,20.245634904712727]
[755,"12:34:00",102.13198486674565,null,90.368570404184979,402.58283592570132,157.72678061962202,102.13198486674565,810.83327128500605,108.32436464872438,455.56013156378441,792.28676488146698,174.97165910662005,74.328130093481818,228.92262664325571,20.280050639400145]
[756,"12:35:00",107.8044202301688,null,87.118075439572138,404.70829561926399,156.81705116605821,107.8044202301688,816.47206329713049,106.9202835915668,451.0721726066248,794.96356935035158,173.32874582046975,72.661479574978372,216.94832204777785,20.42841600545281]
[757,"12:36:00",114.36254174474962,null,84.108280911362002,406.34143639425167,154.61965543665937,114.36254174474962,820.0498081392924,105.86681877000778,446.79671193775926,795.89821217117583,173.83424556703608,71.643535658007877,206.86388718186726,20.135479991150209]
[758,"12:37:00",120.71626864937627,null,80.940681351109589,408.09103604095935,153.77961829875514,120.71626864937627,823.47394109489449,105.0052787997453,444.85806247249894,798.71671004585517,175.49429940388717,71.339106408613347,197.76918089776254,19.92741390274076]
[759,"12:38:00",125.74823370338395,null,77.772782420710541,411.24790533725405,153.70978482581322,125.74823370338395,827.13032506157697,103.70437250180203,441.09248327603035,801.70326047681647,178.29269508605705,71.683267361990289,188.54538170447069,19.863783993179574]
[760,"12:39:00",128.81159545267445,null,74.633511151906092,416.66186602423176,156.18190631881782,128.81159545267445,830.72353034838807,103.60936020889723,436.70346199920863,803.05089097210362,183.03620389776384,72.469004804258063,179.68139147713885,20.294985816945118]
[761,"12:40:00",130.61644664959451,null,72.334167223605135,421.7026740507149,162.37656969084233,130.61644664959451,832.68331232331491,102.67677959572234,432.61723750338939,805.22217516590888,189.75904835173748,72.95367323252367,171.2773354287902,20.231649916830197]
[762,"12:41:00",131.05971684059207,null,70.114729459374502,408.67796328626844,169.97256140339869,131.05971684059207,834.52273255582725,102.38774085734153,428.80353011047237,807.75666541298983,195.81528005220824,72.815016724700996,163.10158705436822,20.761982048865438]
[763,"12:42:00",129.95620258451137,null,68.337612058481,387.7704696920166,177.83541878844943,129.95620258451137,834.90221589204145,102.65312555456637,427.25587973614392,811.02447421348779,200.07307089464371,72.307050208480902,154.77290265313064,21.035311202987682]
[764,"12:43:00",127.44186742127503,null,66.010946571016689,360.91289370059815,183.32408912884279,127.44186742127503,835.11331876572797,102.91049747786954,428.42632142561547,813.22259441909216,203.30583948877313,71.596572238414055,146.77009282605002,21.590381271348583]
[765,"12:44:00",123.81223680097371,null,64.020877533421867,367.53238008737424,189.35840995228662,123.81223680097371,836.19933796337409,103.89033624936968,425.30202729574927,814.41640553382354,206.52345958042312,70.654117391891987,139.32011601414817,22.238337391650248]
[766,"12:45:00",119.69849893020252,null,61.961052429615812,371.7394448130118,212.89705015822986,119.69849893020252,837.50378771195869,105.26670866080971,421.95330039625247,819.03147274411322,209.71610416193161,69.58965093468521,132.41740510243062,22.258738119037954]
[767,"12:46:00",115.92184361726039,null,60.212281857674739,379.39158675749189,229.51849931721156,115.92184361726039,839.25246289584095,105.55950877251195,419.06231911151008,823.0867361142333,212.20763156312125,68.619154774322155,126.29154365102545,22.68522713062049]
[768,"12:47:00",112.56614302018279,null,58.452966589998091,386.42029307197708,238.97685751537324,112.56614302018279,841.18355205547573,105.10582611425485,418.4755574152029,826.27900854773191,213.63337109235601,67.962154152846978,120.84008322513189,23.526534320207372]
[769,"12:48:00",{"$f":"H780","v":109.92937735097702},null,56.878164392057855,392.45501242200601,244.42888795035933,109.92937735097702,844.2183157464126,104.27085766908914,413.82081783579201,831.15205373788058,213.66133799923372,67.828320481947046,115.98934516629059,23.801480032168563]
[770,"12:49:00",108.61980448404339,null,55.110692114839374,397.44202460753979,246.50395875005,108.61980448404339,848.00064066591199,105.31239220247322,407.85083322018164,768.45839835188553,210.75701907968144,68.49879653922109,111.36413501489591,24.191275266256397]
[771,"12:50:00",108.62852334594174,null,53.951421533116175,401.81313281573114,252.12388453031841,108.62852334594174,851.84330120869583,107.251285428515,401.03928505441348,757.4632176963845,206.19039157356877,70.270089218062651,106.84284449924616,24.362695873480856]
[772,{"$f":"(A783-1)/(24*60)","v":"12:51:00"},109.78646492614249,null,53.07587357230944,405.88323860154082,261.67520152162245,109.78646492614249,855.72702528704508,106.76453121427681,393.61777537221434,768.08740373924604,201.83940508955172,72.896388401725133,102.54494959094751,24.21413895550533]
[773,"12:52:00",111.79326307464154,null,52.07129944444862,410.16447956072267,276.64567880598361,111.79326307464154,858.04279321732508,104.68183953694093,386.72669790823511,780.18225223250897,200.23504832083094,75.636806324247914,98.503687053727774,23.715598366229209]
[774,"12:53:00",114.3971124263571,null,51.013230703006691,414.57336119449417,301.35351082772905,114.3971124263571,858.35760569246759,102.46734210668433,381.43399027561475,785.14134024168004,201.12647726560334,78.300914235524317,94.909839954800304,23.192620797367518]
[775,"12:54:00",117.24133367883859,null,50.365134485123015,418.98748198422447,331.49793269417495,117.24133367883859,858.25152651970529,100.74007887379909,379.39456158496739,727.85783060716039,203.13481189988281,81.205416775594884,92.009215456390592,22.245948496530914]
[776,"12:55:00",119.76408141447034,null,49.462308246693723,422.58967983072398,382.66571754975746,119.76408141447034,858.22410335992231,99.377224398284412,379.67249739424403,681.45012066656159,206.19562117620313,84.579393378064694,90.332112117538642,21.684491654995504]
[777,"12:56:00",122.24476250642171,null,48.98188056838665,428.01502276073745,426.36134061900049,122.24476250642171,858.9782555239301,98.07031479414934,383.4746232651712,691.54896235967112,210.14316721287972,87.961907378881222,89.162794796165642,21.556307191339215]
[778,"12:57:00",124.71234710783034,null,47.896013602246228,408.71257596562072,467.18456324655352,124.71234710783034,859.90273832114656,97.72264076712699,389.11581755486498,707.2504015729229,212.97384103114254,90.017512600465793,88.036307186666264,21.768540318030496]
[779,"12:58:00",127.50822055134421,null,46.630270503130006,410.81863465323835,500.56251805471072,127.50822055134421,860.19790760426633,96.933741558578348,398.88854671246435,683.81836678672448,213.09233522392671,90.885137713710236,87.325304184064095,21.737054862277247]
[780,"12:59:00",131.06344708019418,null,45.374631377011347,395.37571161760206,532.65371497970841,131.06344708019418,861.95316567196471,97.862106599497807,404.53844326192103,702.81271419008328,211.83792195299884,91.196434733354835,86.895609611604954,22.388680110302452]
[781,"13:00:00",135.64821717930366,null,44.262860606863924,406.33719441092001,531.42804074736262,135.64821717930366,862.43837888992459,100.01445947714573,404.84074212420552,722.64486440193434,207.86055675965207,90.697963592783026,107.10207831353036,22.153025790983637]
[782,"13:01:00",140.47318733149049,null,43.548948279698038,415.51443993564828,519.31359055446228,140.47318733149049,862.44784910640101,100.69032905067137,400.62887860514439,736.53349685822536,201.45030522187048,89.452174649276202,125.81909216186483,22.311825232148944]
[783,"13:02:00",144.27161597382974,null,42.588972656440149,423.06885531708349,504.7073718798755,144.27161597382974,863.3769777699797,100.6061731597644,395.51495009521585,751.36219062943417,194.15442325925372,88.182571350608356,135.51128572888146,21.78706990162204]
[784,"13:03:00",146.50305575584127,null,41.767272122363515,430.03039935080483,485.13077531688793,146.50305575584127,864.41735006134115,99.52287136502818,391.05419300073333,765.26377674227206,187.34710929026195,87.299475043184245,132.16091322899132,21.246737240073116]
[785,"13:04:00",147.21286370564775,null,41.129816074067591,407.98955271406413,462.51561953812882,147.21286370564775,865.16276105130089,97.546198394785137,388.7559575385506,775.4821988727324,181.13413755801307,86.819622143358018,129.02194898128749,21.100513337537976]
[786,"13:05:00",146.26870441027827,null,40.661433236802431,401.37207327273586,442.79902767708933,146.26870441027827,865.94326839343648,96.063979220589829,390.10531600832837,785.82811961045911,176.70446708834456,86.944086930975345,126.17211690664506,21.562295614318849]
[787,"13:06:00",144.21310014356686,null,40.33562156290246,377.10065116274745,431.57016555879454,144.21310014356686,865.36595205213985,94.359093444526948,395.00782762038614,795.85589114550703,173.06993651720541,88.279735000573112,125.19611539054105,21.409090726348872]
[788,"13:07:00",141.46041042950316,null,39.980457920406167,352.967713121668,439.15984089744637,141.46041042950316,863.70837296020716,93.146246233863309,420.13275286615999,801.04912893525329,167.61719625293605,91.224729029812707,124.69502954728776,21.240393300747673]
[789,"13:08:00",138.12949237239263,null,40.035089664376294,330.1718870914836,482.003781124108,138.12949237239263,862.4396169630146,92.060733091189874,443.96825077290345,792.89695652024352,160.41067529707604,94.604524345825538,143.93441025955119,20.958698063995659]
[790,"13:09:00",134.66796067665726,null,40.165151178285342,308.12161732764775,524.24763518943155,134.66796067665726,861.52457982726014,91.238213859219329,478.75478751201945,801.82654187407866,152.57735846927275,96.954090832141389,152.29900298603746,21.317270472561912]
[791,"13:10:00",131.77526662925524,null,40.811684232453878,287.23724413858417,558.68676327205094,131.77526662925524,859.86739772344049,90.454657365875534,478.00029264753636,810.23368260854591,145.36669217190604,99.291006730616758,147.52959386785361,21.46682890199029]
[792,"13:11:00",129.68488519948403,null,41.996376176029784,268.3670170391789,589.91638406398647,129.68488519948403,857.8258361737528,89.483672067520416,470.91292817770466,815.69424379105078,138.78446555115099,102.9144573270864,141.1350466514784,21.187253784618413]
[793,"13:12:00",127.77272907699654,null,42.897551470414108,251.49515450762428,616.63174028649416,127.77272907699654,856.56310118919009,89.098065023121904,460.96908409040299,817.03597053499266,133.16953523138744,106.73170757826446,135.77579537378173,21.436392251981772]
[794,"13:13:00",126.70112709825199,null,42.888880384041649,236.31047822922511,637.70769589651661,126.70112709825199,857.4285317929274,88.59657608672768,451.5451432106596,819.09607587407152,128.05428306322918,110.42715712073102,130.28479420554419,21.042280385792388]
[795,"13:14:00",126.5219407495108,null,43.271738027400183,223.16374055644911,651.48890994944304,126.5219407495108,857.84257558629099,89.499111013455305,441.75357749799207,821.44355446830502,123.66681282575394,116.96667254879462,124.94100259016555,20.780396440535903]
[796,"13:15:00",125.88449124243083,null,43.301308227956063,211.46154420466161,664.70864078067063,125.88449124243083,857.96946915070885,90.781335684814877,432.26820082729444,825.27462626756835,120.90466874410629,127.44391886813396,119.35257326010408,20.421071319797743]
[797,"13:16:00",124.61192117702564,null,42.958448141854802,201.76472831568955,670.5534688412755,124.61192117702564,857.90408961845048,92.757644712768894,429.15480237542442,828.20274225409287,120.43991064044766,138.33846893688698,113.9458605507929,20.30788665028135]
[798,"13:17:00",122.33503920946957,null,42.173373362459365,193.39619463206981,677.63233826574174,122.33503920946957,857.71481591051179,94.666190391638509,486.40567345624095,826.73029517712109,119.4777722985709,145.99989639622558,108.77698326646556,20.589385315880659]
[799,"13:18:00",119.38300959272183,null,41.721714050505426,184.60874878336483,689.88989911690203,119.38300959272183,857.32329647766369,101.37329571770907,534.77456045631993,828.60547122581534,116.49180994908491,148.77230818482573,104.02593899255339,20.768443076406854]
[800,"13:19:00",115.89140052798091,null,41.288835934639458,175.073205020751,697.40941750599313,115.89140052798091,856.12971805060045,107.78076747650456,579.05325065092234,806.19671853682769,114.18157014680337,148.63439621399948,99.855103210973837,20.793678160245658]
[801,"13:20:00",111.9141699600461,null,41.4887880192761,165.99650814538489,700.36980021828447,111.9141699600461,854.89481631389981,113.80098937387361,618.70557939442392,812.51088457376989,114.63638066141993,147.54619310383003,95.841804727645012,21.199565585615133]
[802,"13:21:00",107.88324414446141,null,42.019616935244002,159.10158297781908,688.90559851676858,107.88324414446141,853.65297262196304,118.50179711373235,657.58738351552847,817.89117429022099,116.50431150396935,146.30726440624005,91.933049593625626,21.305317988540441]
[803,"13:22:00",104.14425826150942,null,42.549509108296753,150.23660442857235,668.71447103813864,104.14425826150942,852.69032428554806,125.36012417726143,693.59990981241367,758.04156491783954,118.91437229693182,146.08183123954186,88.279064244858759,21.932064059864619]
[804,"13:23:00",100.87179868291706,null,42.997881943194614,141.57759433056376,645.28158594604361,100.87179868291706,851.66892979644649,134.2588941692033,728.55749695617237,744.99355466629004,121.36773639780503,146.57724003453299,84.959664595275228,22.477610018990458]
[805,"13:24:00",98.247945840992557,null,43.307381392307775,133.15367240666265,623.11637595983768,98.247945840992557,851.1201825687549,146.52109679329857,731.94938520000824,699.5036504936063,123.72396812911833,145.8612930696539,82.120597778692044,22.337977564759871]
[806,"13:25:00",96.362660076473389,null,43.871473956812352,124.7434092309378,602.1053059908071,96.362660076473389,850.52234277867638,154.05235198213282,730.36125209992929,715.10337699698016,125.5351253933549,143.19633609545221,80.288689368010338,22.397752615595895]
[807,"13:26:00",95.414106928933478,null,44.630444343723887,116.66698891636453,580.99307556262477,95.414106928933478,850.19411362776191,159.20477211839221,723.94516473173337,728.09209325236031,127.23945739747641,139.4629032000183,78.448289364314775,22.834915029512374]
[808,"13:27:00",95.259274605180764,null,45.012303092334903,108.9466038827603,558.15841949562014,95.259274605180764,850.32971325131382,158.77767869561549,751.10452399098199,738.73279237438987,129.84254412843188,135.65782305457699,76.57567226565186,22.807945133006449]
[809,"13:28:00",95.750738349496686,null,45.482449202168794,101.55912695090518,533.3841669015269,95.750738349496686,850.44040647696374,156.46437158044844,772.18688775399323,752.23758320531033,133.5320140808231,132.49941303305479,75.112812146630631,22.554938972672115]
[810,"13:29:00",96.570182794576326,null,46.159660901214615,94.830057517533405,509.64877450336644,96.570182794576326,850.65156602458001,152.3977073716224,745.9379530069142,762.94199260938876,137.33457896912748,130.94228865479812,73.994158648032027,22.599256057155394]
[811,"13:30:00",98.136226648907794,null,46.623334627377332,88.953100731234173,486.46839717510011,98.136226648907794,850.93423657055962,147.49498726312225,720.08896056266803,773.63833900274676,139.46539261762493,131.28983682789251,73.345971115748355,21.915889995049476]
[812,"13:31:00",100.70804786219082,null,46.69787898751558,84.195786950225028,466.75539534821513,100.70804786219082,850.56481804045677,143.40408991620453,697.39197246538572,785.27261301262843,139.70183980605773,131.87465319393135,72.76260233669305,20.849442806915377]
[813,"13:32:00",103.97486056864754,null,46.267267648212261,80.749176165969132,448.69233139933112,103.97486056864754,849.74274175398921,138.52908696096102,674.37678339755803,795.23684341058447,139.08042749293247,131.46166831277063,72.985586030025701,20.118373686441128]
[814,"13:33:00",106.9149920044586,null,45.286425206511154,78.537963612238443,430.5074091724839,106.9149920044586,848.65126787155907,132.90510053659344,654.91075117596642,802.53546741913544,138.43457804197902,130.71909340043888,72.938823386495798,20.381772638292624]
[815,"13:34:00",108.89362525030184,null,44.787419450386416,77.209686812782181,415.3961763118761,108.89362525030184,848.64436251995016,128.57300265334425,635.60682205446358,809.56925588230001,137.33403176732213,130.16211783725049,72.470272163568879,20.328094542859361]
[816,"13:35:00",110.09934786931466,null,44.035589813087036,76.447319510898495,399.04370467678234,110.09934786931466,848.76102368006457,128.11778216095902,619.83252900917353,814.62556271594508,137.67227318287513,130.56310881231454,85.149520581977598,20.539519555126155]
[817,"13:36:00",110.80718270518589,null,43.772224389517589,76.298995640863339,383.06560984386971,110.80718270518589,848.29134831401132,130.53341483353503,604.02318968247494,820.19703354395995,137.75419442415793,132.06142897356358,83.342319225684136,20.624698001224868]
[818,"13:37:00",111.22797658066341,null,43.419837537113686,77.365504157831694,367.80819741905304,111.22797658066341,847.36769443964147,131.90389231990812,590.75319493297741,817.32099474034521,136.27026820683983,133.28628735794553,98.749107505752434,20.590016554068693]
[819,"13:38:00",111.36548165697208,null,42.986630257401337,79.395494269392273,351.34306828994073,111.36548165697208,845.73300629450546,134.94809628860091,612.61360542014859,822.11441406513882,132.55552852604842,134.57410454500257,96.305388008839302,20.991695478800985]
[820,"13:39:00",111.22326256231977,null,42.263033988863356,82.558591479415952,335.33730607764585,111.22326256231977,845.20129502052373,148.92209464313922,596.37114746602435,827.71393457268755,127.40167702842405,135.33767645134213,92.072013743477839,20.561713095227525]
[821,"13:40:00",111.35500048455461,null,41.235796370616669,88.535247285087664,321.23646731558438,111.35500048455461,845.10649510831524,166.2094689190597,582.6489680221564,833.64953574432514,121.56415596254453,136.49445751226261,88.051768774769712,20.595144828307312]
[822,"13:41:00",111.69605988434135,null,40.352078412632153,119.10138198040701,309.62699752494393,111.69605988434135,844.41436976740567,188.61876799883345,568.1042982707221,838.91029017770506,115.09923359138774,137.95578751787227,84.371733804031024,20.9900725604424]
[823,"13:42:00",111.70622684512603,null,39.375033642047647,151.90390857728821,301.00834379295736,111.70622684512603,844.28106267347766,215.47522921164543,555.01409549443122,841.569352712669,108.5825048123271,142.02769381247174,81.053652983442376,20.702596562027551]
[824,"13:43:00",111.20857168991033,null,38.141504810923934,181.66815028791876,291.36497706502882,111.20857168991033,844.21590806628626,250.60823607563719,547.36145608658967,842.38028243163649,102.34051142643131,148.93645549811907,77.894223506631334,20.820994666444918]
[825,"13:44:00",110.16087125920059,null,37.0417178094458,208.73384868686131,282.09237401184623,110.16087125920059,844.41246301161073,275.67217748272185,591.79355388613385,844.30482743066034,97.081129549535248,154.04848164020166,75.192891671104917,20.303167412782607]
[826,"13:45:00",108.77257267698171,null,35.888181938535404,232.50507746563608,277.69788117853273,108.77257267698171,844.49673550927776,303.76847291804347,629.6009660756456,843.28644185556311,92.860540245704783,155.2003442916112,81.058479518154627,20.047330919001908]
[827,"13:46:00",107.67149720249643,null,34.648122060721903,253.56458863997085,275.39312144202717,107.67149720249643,843.52721332553756,344.67139857545794,662.91118807159671,841.81980328524128,88.320422042667502,154.11112346108288,78.250930211358693,19.977758464003578]
[828,"13:47:00",107.88015085749089,null,33.319012750767875,272.24026478573938,275.36042550876198,107.88015085749089,842.65464336017135,371.26664275111528,691.13046355154643,838.10851997820157,83.857377793723032,151.40020032395898,75.687084825110517,19.958432439075391]
[829,"13:48:00",109.0696405019664,null,32.042163279279954,260.09544362943103,302.35368593640135,109.0696405019664,841.76536310618553,389.60689742131626,714.59208760654803,835.86288404483457,79.451224136054833,147.18078499737359,73.577355377023295,19.304177120125132]
[830,"13:49:00",110.63488790806858,null,31.057542669735749,277.05943442273792,319.71189034080811,110.63488790806858,841.49052967642638,391.92409159031746,737.26331097479965,836.8380336286325,75.405345649451306,142.27083485456984,72.216595165859061,18.325933308716866]
[831,"13:50:00",112.72376270368753,null,30.287193752493625,261.89678016503444,323.79741212215703,112.72376270368753,841.66661708964307,405.33659576136381,759.91127186950723,835.33381400600365,72.425302646395821,137.70972503244295,71.591532939312216,17.272356997117033]
[832,"13:51:00",116.75573366232268,null,29.899128750413212,253.48933328866769,325.81653565603511,116.75573366232268,841.62850152325689,415.79537392936805,778.59500430169714,837.00648118938773,70.540428479168355,133.62306267934514,72.215933722529428,16.095404920147029]
[833,"13:52:00",{"$f":"H844","v":122.50549141181311},null,29.912358041509592,238.36440737557243,341.7604008892597,122.50549141181311,840.35222974007183,426.87746373369686,794.2062008930119,839.05063287513656,69.919277476954647,130.01916858182079,75.819671465999193,14.937282208054812]
[834,"13:53:00",126.6167571510029,null,30.062626525078365,251.61492342512457,360.74693404252127,126.6167571510029,840.14120110200213,448.2199602802491,808.94815404589815,840.91872632590423,67.926593656261133,126.60269560181256,77.937704319399273,13.876446166738466]
[835,"13:54:00",127.89893824742602,null,30.292004207653541,264.02810149276843,367.54747562362076,127.89893824742602,840.09872405820818,460.74579140066169,818.93991701044888,844.02723211128273,65.404066736924079,123.52786991980514,80.678716297127352,12.767062448654707]
[836,{"$f":"(A847-1)/(24*60)","v":"13:55:00"},127.73588768440221,null,30.615385192527839,275.0203749616557,352.74546853977427,127.73588768440221,839.07184115434052,461.20051218735335,828.69809816096654,847.75683311890452,63.825852980101793,121.42801337826413,88.079086549738832,11.898484703773978]
[837,"13:56:00",127.20577730951669,null,31.393318490291659,268.57315771695494,339.02857702026955,127.20577730951669,838.19679204867214,463.07289871275862,837.3197800440887,851.8431554222484,63.709430172936344,120.57632761050611,90.016168434315745,11.345498225278904]
[838,"13:57:00",126.37631514863344,null,32.23972997317167,276.45119045600165,333.16919771179732,126.37631514863344,838.34308574419561,464.95653596550619,842.62182913928928,854.30534256557053,63.233761127200331,120.3290921883227,90.65897526642128,11.156884128916785]
[839,"13:58:00",124.84435456272519,null,34.382381808007821,285.24841455004992,327.67080211053951,124.84435456272519,838.34998810727609,490.24916361895561,846.01560325661035,855.14891109221662,63.232124211257641,119.91508632032053,91.181924327913919,10.913029326559775]
[840,"13:59:00",122.30320829102297,null,37.126536891977551,292.68387582941989,321.16459226081366,122.30320829102297,838.13502713834544,495.73086346799755,848.17963741337121,851.02721456307313,62.785660447358438,119.07272701079827,107.05806020322802,10.903768038953846]
[841,"14:00:00",119.2369705612859,null,38.922821419942892,299.89563961366542,314.7097602319979,119.2369705612859,837.60885962958901,507.74378786338531,852.90231698258106,848.57099579231271,61.642255230259323,118.61762792422046,121.16888931474114,10.629459312145864]
[842,"14:01:00",116.25467212576278,null,40.274073747553096,305.86637838667389,310.10645999004811,116.25467212576278,836.79882205530203,509.30021962392181,855.15083650502606,846.60614474823785,60.576139143268549,118.18932460445471,133.10682063473183,9.7829594706758467]
[843,"14:02:00",113.75604817490525,null,41.325173223994078,312.14174311148309,307.8557383074496,113.75604817490525,834.89587466422495,510.97322500527963,857.36543425100785,845.22719531247662,60.5930052857044,117.33428603439015,143.54850215768445,9.3487089242277683]
[844,"14:03:00",111.76702172655536,null,41.822700838728458,317.92567976224888,305.86033476479054,111.76702172655536,833.75789242241194,513.14622110826724,862.79335005442272,842.32451362302595,62.18379936162615,115.81692569877345,152.09913442482622,9.1185639171962283]
[845,"14:04:00",110.38502627997404,null,42.271681136325341,303.15409414686383,305.92647413987402,110.38502627997404,832.16849234032713,516.92611804040939,840.50456070327732,840.48336475095789,65.642357291674472,114.12389127098594,148.40075204923809,8.5282576324788639]
[846,"14:05:00",109.71627768029694,null,42.105238806994571,310.05985782788053,310.27711591045693,109.71627768029694,830.61515628988832,516.7042032578529,812.10438539466838,837.9983522504715,69.514983745124226,112.38995215609438,146.0984843089139,8.3863959767444065]
[847,"14:06:00",109.86260798111495,null,41.829295538477737,318.87428830485806,312.67095583308316,109.86260798111495,829.98275443043087,514.77858578851294,817.03005525363903,836.42913836331502,71.375394855475093,110.77401907427401,142.32001557772952,8.3020096711537068]
[848,"14:07:00",111.20621473671436,null,40.803457125377037,318.04168125171606,311.3755063679389,111.20621473671436,829.44950584285652,510.10412991962255,817.78640641772824,835.96013810120235,71.665454704644389,109.41854557260832,138.93791941546436,8.2385383926827451]
[849,"14:08:00",112.58861755503513,null,39.796011421994606,301.11860901277498,309.81451517938723,112.58861755503513,829.16051228982087,510.67972766984781,822.514381986893,836.54560012116031,71.691726159228779,108.10580249606039,135.63448697098823,8.5152516081630107]
[850,"14:09:00",112.27455713009802,null,38.776560807749249,286.83415900016939,308.77257171808913,112.27455713009802,828.35032043583885,521.62687941458182,827.10982489171943,836.6226074918568,71.462062362885987,106.54720741491138,140.51300452144801,9.05484173131277]
[851,"14:10:00",110.32233792831869,null,37.67446129130537,286.22446746538685,304.10136313026464,110.32233792831869,828.42833160514556,528.16551593601423,830.27029625996943,837.81479010204612,72.244022325327862,104.37207041365463,149.21217709176412,9.0767677792813473]
[852,"14:11:00",107.61921561619972,null,36.41614487714066,286.11998031357479,301.02771058188659,107.61921561619972,828.65922280986547,533.57391551428782,831.26595340155063,837.73841363090401,75.49372211305878,101.72219781442784,156.36279318385721,9.0532120378827532]
[853,"14:12:00",104.72288929994109,null,34.947998025534993,271.81989176708061,296.93250177955736,104.72288929994109,827.47760839020702,537.43391287887471,835.05240127428624,837.66967480687617,79.901438372211899,99.429940191188194,157.89494495678011,8.4261517326845645]
[854,"14:13:00",101.7265929541755,null,33.424045925007867,264.90066198978667,292.88953541507823,101.7265929541755,827.19676649649887,540.22171055583101,839.78912892029518,837.15979350782914,83.460443857500522,98.195074529002966,163.5402328707701,8.0534798444045119]
[855,"14:14:00",98.949585666814599,null,31.994938222765875,276.33498238748768,285.37373861185176,98.949585666814599,827.39580322575534,538.29783661938848,844.6079455204532,835.73681952814013,84.173378506174302,96.978780577079235,168.04632310908369,7.7613643772064931]
[856,"14:15:00",96.660487238072591,null,30.264968021094759,286.36688942217643,276.7739822433424,96.660487238072591,827.55603369419543,549.79508542815279,852.94488046059541,833.72646154993549,83.560955511513896,95.055571403648656,171.66135022200342,7.1954358309500766]
[857,"14:16:00",94.730166205915737,null,29.033232495230404,294.64702482077911,268.08902328902764,94.730166205915737,826.71158144782282,554.11047434627505,856.47080867430145,831.82262643009835,81.637751806065637,92.261734539162717,166.84152867636558,7.0076502701634187]
[858,"14:17:00",93.011402972775343,null,27.639946477152673,303.24848444807623,258.71433574283969,93.011402972775343,826.81735811749377,569.74290225344441,850.92013893968385,829.70085573044798,79.764902986543049,89.425920200847031,157.09404878236182,6.6221971518690008]
[859,"14:18:00",91.445990367148212,null,26.416970887664945,314.6514253099092,248.23704279355573,91.445990367148212,826.41161717879129,571.47938473317799,851.15704960626249,829.43965687615321,78.74039785634578,86.842874460669563,147.88861347810027,6.2875766283477494]
[860,"14:19:00",90.315379825306437,null,25.425746439889661,316.99157452696517,238.20123982035244,90.315379825306437,825.13151503122469,569.46377047861017,851.45722599329258,829.41440456744419,78.658796577791279,84.468605935501046,139.25117005326388,5.9000287586037947]
[861,"14:20:00",90.1573769990258,null,24.549191617067684,305.36236031157335,230.72081310394222,90.1573769990258,823.15144458278974,567.31512292293667,851.94288156779146,786.48619653257481,81.119004108732852,82.789231151277122,131.44665813521777,5.489231884501991]
[862,"14:21:00",90.380013627736503,null,23.803946909096265,291.97678651186135,226.78861826815739,90.380013627736503,821.96295417724514,563.13748636306491,851.96220425085608,756.70525266056734,87.065515868269756,81.722784385026358,124.57099027701827,5.0021233976089512]
[863,"14:22:00",90.710254147287088,null,23.322983446824338,283.94356861506969,226.64472805999395,90.710254147287088,820.34322125952065,574.93715935761782,853.13460565194237,758.63964072458873,92.39261296308338,80.095496486074509,118.39517672600101,4.6873552578869662]
[864,"14:23:00",91.563992221327908,null,23.020383664763976,278.74202791567211,232.81390393563515,91.563992221327908,819.85521261013116,585.81584332419982,838.94023688362313,757.3730277263486,95.889268567409843,77.778007308048117,112.79365534551518,4.5029297391936067]
[865,"14:24:00",92.542375408863123,null,22.654389228341291,283.25913066609712,246.63270275105606,92.542375408863123,819.13245380029002,598.82216182381114,778.63033489936242,764.21984360605757,96.72510519943836,75.160698139132961,108.12941279680351,4.0588749654172256]
[866,"14:25:00",93.231237843562752,null,21.882193713710294,294.01639325866711,247.80497019567707,93.231237843562752,818.84302433822984,663.68852962580513,788.93554481762931,760.24398351302989,96.080760878225007,72.706253996606392,104.82819179300208,3.7890933639179223]
[867,"14:26:00",94.018322189089275,null,21.340371360771883,303.1364916036988,244.9091609812852,94.018322189089275,818.68651121104745,714.56353652650569,797.09492002336651,765.51826069883634,95.599717261105638,71.140165416403775,105.32533477190498,3.5030006247494119]
[868,"14:27:00",95.474902140590558,null,20.551798549645866,313.18012088571174,243.62051386509029,95.474902140590558,817.90292478720835,749.02778834260516,804.32115800149859,770.27078033207772,95.135965170004852,71.164523203376675,103.94894524613051,3.1589387624174505]
[869,"14:28:00",97.843101776384998,null,19.709464687723273,323.06059512526559,254.79343257135466,97.843101776384998,816.48692430067501,768.34618260404773,812.97977706463007,771.39492910551053,94.576622040455547,72.44731481004095,111.24195202766975,2.8553321862557666]
[870,"14:29:00",100.20964227623669,null,18.909026794390396,332.16285470453596,262.7715569655864,100.20964227623669,816.15770208545132,782.45107240028358,821.40202640894836,771.22707926136582,96.335028104232293,73.527725235775137,118.83760545771528,2.6130881671016635]
[871,"14:30:00",101.46126792288062,null,18.201549255332214,341.66679628486366,267.85734987742615,101.46126792288062,815.65157543159376,795.75038654697403,831.07656986180359,750.38792236061988,98.387158380967264,73.424668898721066,125.02454498518597,2.6548039523278373]
[872,"14:31:00",101.38810865988947,null,17.602049771083173,351.53036262805699,272.96008229691012,101.38810865988947,813.97488834741887,810.79727782391717,838.43583182093573,755.13741137455781,100.76545609267525,72.522277692442714,130.7349444905737,2.4821401543183357]
[873,"14:32:00",100.11659439424233,null,16.973512121855716,360.58715607716539,291.178252534016,100.11659439424233,812.71350791111445,763.26386351808799,844.91738901970166,758.52725910428956,101.42274761109323,71.444151943462117,136.05974868653584,2.5369507408228422]
[874,"14:33:00",98.007581591780976,null,16.212356283205299,367.54356192940975,296.0755487405753,98.007581591780976,812.01682753015928,752.16809850416985,852.61090402398145,761.54220897511061,100.8279208175132,70.350209390107125,140.37608064161276,2.4254106702882261]
[875,"14:34:00",95.608524787583349,null,15.549568301979496,371.98580302650788,303.89521554620524,95.608524787583349,810.21779370292461,767.28209920062784,858.63904091650522,762.7414853920526,97.993711194257969,69.415188451096412,143.41389829766629,2.5104687949250524]
[876,"14:35:00",92.991906775377743,null,15.032381552347957,374.41860394944297,319.58698061267853,92.991906775377743,808.56085197911659,778.1399000227525,836.22693125844853,764.7036344602692,94.590181291873193,68.931892567412547,145.43073142932548,2.3892896121946321]
[877,"14:36:00",89.938084673889776,null,14.538800684710822,374.49281105938149,320.49406624281698,89.938084673889776,807.12064812886126,725.75502226412959,791.84242477811142,765.83251417830479,92.713582748867523,68.768760073366607,147.01714742213514,2.3358048510140788]
[878,"14:37:00",87.066015403278143,null,13.837355918974115,372.55770842024026,318.3104433099416,87.066015403278143,805.74128595269394,682.0509769468963,790.37463127490969,766.6348950846932,90.598179216412419,68.844436098500651,148.26571649339823,2.6400315444099851]
[879,"14:38:00",84.901568556553855,null,13.062731350025924,367.53823213388034,317.44726396918185,84.901568556553855,805.22954139062767,647.19181431080051,771.25588152632508,765.92414605473948,88.082595761323915,69.394586452273629,149.6121123733553,2.4316049886132434]
[880,"14:39:00",82.910277209931664,null,12.373849801327044,340.9339366609708,314.35092929589649,82.910277209931664,804.54779818906491,646.68624371956423,725.13407450162231,766.49997485746871,86.226321353648558,69.933010955239624,151.41120387039476,2.281261086975201]
[881,"14:40:00",80.592595436204121,null,11.86279309878223,314.00254708422921,307.76838763583817,80.592595436204121,802.77544024515851,676.4372787714359,695.39949395575707,766.26396662953437,84.778169656516127,69.595664602147309,153.53738084663658,2.2323409800362559]
[882,"14:41:00",78.148080841924525,null,11.452947352136428,287.98301060700749,299.46980967547711,78.148080841924525,801.26727488275208,699.28882677319871,663.2016984908455,766.08180214431536,83.40073110883327,68.056135983729462,155.37645892408233,2.040108780678985]
[883,"14:42:00",76.529113974773097,null,11.061139250223567,263.43990821574033,295.19768832707001,76.529113974773097,799.45812551947688,719.60758203533192,634.50156648355789,766.88194102168075,80.776726265772211,66.423301087138753,156.6297386298186,1.9474401062281825]
[884,"14:43:00",76.333669465723517,null,10.55132888355082,240.57190997839481,295.05410052463645,76.333669465723517,797.26278293823225,736.73755869508011,635.08921501098337,765.6058440874815,78.5943276107526,65.163768601105545,157.36827691283284,1.7649833956854253]
[885,"14:44:00",77.511833586045697,null,10.386277019365659,219.63192135787466,291.91542020850096,77.511833586045697,794.75389356042467,749.72543002283771,659.61242851965062,756.89024869240529,76.173079969306258,64.153819124417836,158.60177087682297,1.6688253581073917]
[886,"14:45:00",79.444392750634492,null,10.251664667770891,200.80445710447245,287.98852815102975,79.444392750634492,792.88530962430411,719.21791692778061,679.41678015010746,761.29385077628979,74.432709457116843,63.393257463440897,160.05803971199225,1.5019428222966527]
[887,"14:46:00",81.839083877182347,null,10.194400956731107,184.11342522764338,281.81538486961819,81.839083877182347,790.87655161109251,703.85000096742453,693.5147994007217,758.16068762248892,72.761271931204959,63.017825988947401,157.55431551374224,1.3517485400669875]
[888,"14:47:00",84.489012617149612,null,9.9901223753402242,169.09773509440541,275.89471674398447,84.489012617149612,790.21801021951467,725.20035243318205,705.00453039814954,756.19906221961503,71.325031212693858,63.038160623329034,157.87903532955553,1.2906757838099989]
[889,"14:48:00",87.090395168911243,null,9.8106448210337422,155.21253624621977,268.77972474487905,87.090395168911243,788.57050118975076,730.5517710472858,716.14868795403777,740.03284252109097,70.069465576165683,63.167614824668014,157.9115480563656,1.26671221076576]
[890,"14:49:00",89.67265966813342,null,9.7095726332418906,142.27048870680287,261.83180903308642,89.67265966813342,788.15579726218198,746.62514008513529,726.6907161312904,726.88021744866933,69.236054174799122,63.457280344154341,157.60697161986965,1.1895683904212244]
[891,"14:50:00",92.503881555323971,null,9.760817289473362,130.18975369415483,256.12310780507079,92.503881555323971,787.64834741877632,710.60534763423891,733.46020652988011,702.68179836493528,68.825870388178586,64.52762057756118,156.83209751696469,1.0706115513791019]
[892,"14:51:00",94.767481894664584,null,9.8381348372594264,119.0263548399371,251.9247862823762,94.767481894664584,785.91753977650808,685.2272316940572,739.31834237103271,686.79168859680124,68.83988063939978,65.917391631377328,155.50408643470183,0.96355039624119176]
[893,"14:52:00",95.901887117063325,null,9.8885895420100436,108.99782137620706,247.6264482791386,95.901887117063325,785.12540738088865,670.16764939379209,732.13509211830456,697.34125508868362,69.235476315694186,67.668752443825539,153.45575756418086,0.94129745436678269]
[894,"14:53:00",96.30451533040582,null,9.7175749786781793,100.15777453674309,243.28157231108804,96.30451533040582,784.6412235763936,694.86733342902232,738.50948573850542,688.11185370090902,69.152571231732182,69.826073824198843,150.9198223106925,0.8471677089301044]
[895,"14:54:00",96.994480057130829,null,9.7367129428464949,92.541808064819278,242.76626908388553,96.994480057130829,783.38504189258242,716.50347606268269,746.25400225254555,699.30444640699,68.923514822670285,72.342331950812152,146.60969280179125,0.76245093803709396]
[896,"14:55:00",98.771780708644343,null,9.7464496228050095,86.052466621435485,243.69947188741108,98.771780708644343,782.50778648262121,721.51853372985192,746.98399143158792,705.63487212761913,70.021333628489202,74.359705506219214,138.95949851550861,0.6862058442333846]
[897,"14:56:00",{"$f":"H908","v":101.49044385482091},null,9.7684679448262663,80.144006267580508,241.32385300677549,101.49044385482091,780.97534279529657,734.42528021038231,748.84324609702298,710.28688784454482,70.305022561782863,76.435076813507465,130.40494766603297,0.61758525981004619]
[898,"14:57:00",103.90018929477833,null,9.5521138566424693,74.634709705763868,239.81717723978934,103.90018929477833,780.33338712904822,754.24929271668793,753.36534848927386,715.82530721438718,69.899095348329183,78.154706949539531,125.07995354029882,0.55582673382904157]
[899,"14:58:00",104.925104142156,null,9.3450710348209949,69.62057707594677,240.54434470868151,104.925104142156,778.85203205872153,771.00205509540979,756.79819230245585,718.9762359656047,69.014667914936695,80.25246867646058,122.99520952904234,0.50024406044613745]
[900,{"$f":"(A911-1)/(24*60)","v":"14:59:00"},104.67248020254981,null,9.2323729370762013,65.268727307500043,237.83584529640714,104.67248020254981,778.79291527863074,775.04740622649388,762.71005398041336,716.03135284755979,67.551386243071931,83.277694068336018,121.34143518868692,0.45021965440152373]
[901,"15:00:00",104.12356866911124,null,9.3287470020111609,61.803480248136765,229.18515261246955,104.12356866911124,778.73404001053325,787.13623860189136,757.00237255698141,718.85354715264771,66.635945265859476,87.261078073367628,119.44509913441783,0.40519768896137137]
[902,"15:01:00",104.19854624433881,null,9.5401098201205947,58.987782568171717,221.25113594741401,104.19854624433881,778.37103029658931,800.06722533740526,761.64617827003337,721.19503569910182,66.708078430923919,90.870887166665668,117.15730003640574,0.36467792006523425]
[903,"15:02:00",104.56281256106703,null,9.7471706154522852,56.725866493971736,214.96363984534841,104.56281256106703,777.27872707161794,813.83176745210233,751.68383095084255,722.4441539553635,67.897573322206526,92.760168689256901,114.72739232890775,0.32821012805871086]
[904,"15:03:00",104.47023674929623,null,9.6869055344978783,55.030217329315775,209.89771104147766,104.47023674929623,777.33913561445615,793.93252015025155,751.80467515068028,724.71958719263966,70.339951762690959,93.959955195575304,112.46637337189588,0.3076764153329008]
[905,"15:04:00",103.9850279547377,null,9.8191999358820699,54.017554711984786,205.44952776691969,103.9850279547377,776.02677356668255,811.51280329147642,700.39736437389354,727.30433623704755,73.477222760738272,94.038440114250193,110.19648469193287,0.27690877379961071]
[906,"15:05:00",103.22679005184206,null,9.9260818984706223,53.223738770205259,200.29644663329412,103.22679005184206,775.40897169829566,797.73581495451629,659.63361975779333,729.69299441021781,77.172600460250351,93.070702212444317,107.91861326131379,0.24921789641964964]
[907,"15:06:00",102.28464006887467,null,10.233869674199731,52.416487879024572,195.47890066381242,102.28464006887467,773.72629596401293,766.10968218953349,623.88575765994369,732.48928945161788,78.965926199137428,90.79066446190302,105.73866142004569,0.22429610677768469]
[908,"15:07:00",100.65749899899892,null,10.16735412096433,51.776540446102587,192.47222000905231,100.65749899899892,773.02663389690861,726.36071653405679,591.0756303802774,734.04754434434676,77.910165335815478,88.034093285488112,103.43681828829503,0.20186649609991622]
[909,"15:08:00",97.993450454079507,null,10.047161067266336,51.392270190554832,188.41233321322517,97.993450454079507,771.60109453065536,750.65469859158861,611.98886201998414,734.5747357106934,75.143156218005416,85.627470455962737,101.19824052440694,0.18167984648992461]
[910,"15:09:00",94.946468232157883,null,9.8669734639576721,51.337164112661462,183.73858493828936,94.946468232157883,770.76045529243368,771.6251479218829,629.44593284923576,736.35922991306165,72.133755452161907,84.128995718716084,99.096942167767025,0.16351186184093214]
[911,"15:10:00",91.802294049933309,null,9.8589881994710851,51.565829445780089,178.67304401037845,91.802294049933309,769.82996640381532,762.80479011211651,605.74897750376522,736.44731204870857,69.425294762902737,82.879233964227282,97.014280421693456,0.14716067565683894]
[912,"15:11:00",88.70675283158549,null,9.8682244961011243,51.864445170635676,171.5673652807273,88.70675283158549,767.84319168726188,783.44491656965488,624.58996110104499,735.24114285555652,66.858001416373199,82.286017293878771,94.917389580451839,0.13244460809115505]
[913,"15:12:00",86.291843081874219,null,9.8529486010564415,51.947755063362152,165.79626183981279,86.291843081874219,767.13070479392638,803.94541392636131,615.66215395578422,734.48262305242281,64.868798564774949,82.345317633582695,92.807503344574627,0.11920014728203955]
[914,"15:13:00",84.477025686528606,null,9.6600338831627131,51.72575825880817,160.31795859284321,84.477025686528606,766.32878543758068,768.80229160110798,596.34546553774487,722.84343667491498,64.073790351363868,81.323451428085761,90.951894916855437,0.1072801325538356]
[915,"15:14:00",82.911742704057389,null,9.7318913652077725,51.228985808171501,156.19088838053159,82.911742704057389,765.33484732351019,726.320927187091,562.38010538533763,722.2131579488298,65.508944427799747,79.352921165648283,89.164456127074189,9.6552119298452047E-2]
[916,"15:15:00",80.896939054379203,null,9.8450955850102364,50.54068080950767,152.52586372094524,80.896939054379203,764.41383817709675,695.41284264709293,583.82829479797579,721.36046398011877,67.468068905918216,78.111012838145953,87.407367966759352,8.6896907368606849E-2]
[917,"15:16:00",78.335411729141498,null,9.9758654149369423,49.704760006388938,148.54133002219052,78.335411729141498,762.49797315821525,728.16267166363366,605.57589744708457,720.04483384187245,69.91729244135179,76.875904138559875,85.597254796792399,7.8207216631746165E-2]
[918,"15:17:00",75.912456722609193,null,9.9143254737850448,48.729747186292037,144.63407812348709,75.912456722609193,761.42965167247178,749.33127998555165,623.21490804417294,718.57532360221649,71.120459132275201,76.295875217623802,83.807283345433461,7.038649496857155E-2]
[919,"15:18:00",73.651456640558237,null,9.8367601139065393,47.586261984874746,140.64779738633371,73.651456640558237,760.18838938608394,764.55127088348092,638.02196338233375,716.51174265801046,70.849811839653157,76.051920783019625,82.159258410548318,6.3347845471714403E-2]
[920,"15:19:00",71.091037004944795,null,9.9604117544934265,46.340679380747616,137.77715750976085,71.091037004944795,758.15631802560051,773.15663573849224,650.82468037417857,714.73580642931881,69.95103098832945,75.918940161016508,80.657321064366542,5.7013060924542967E-2]
[921,"15:20:00",68.71236810364465,null,10.360325474063615,45.102263832199228,135.09433769384336,68.71236810364465,755.4881349535093,780.24550707675246,661.14296917269826,714.01458784693386,69.129840700775802,76.065042055559388,79.23147543253927,5.131175483208867E-2]
[922,"15:21:00",66.744722830755776,null,10.894886188376004,43.925874958134571,130.62781545400006,66.744722830755776,752.73327287417396,788.80507502142109,672.25173744097538,713.72277261692807,69.428954561606417,75.634152016263215,77.873923134646674,4.6180579348879806E-2]
[923,"15:22:00",64.689343107494651,null,11.391046296955393,42.965990480509589,125.90945758413717,64.689343107494651,750.01949148519407,796.52759486302898,681.78838010312779,712.20493871461019,69.25335570578757,74.331606413025568,76.32452711329627,4.1562521413991825E-2]
[924,"15:23:00",62.431372999626049,null,11.865417848290123,42.380544462854139,122.07106385819417,62.431372999626049,748.36158530542468,746.62530839918702,688.37513657523687,711.74059108338361,68.699664727493982,73.116026185541386,74.330448730579931,3.7406269272592642E-2]
[925,"15:24:00",60.238519131670287,null,12.256828257674981,42.002036296475957,118.85753047042164,60.238519131670287,745.96777296628852,755.04028000067467,695.93459557396318,710.1412023852015,68.368261792342253,72.48552021615717,72.535778186135218,3.3665642345333376E-2]
[926,"15:25:00",58.351529401120452,null,12.263690521629163,41.791246500446519,114.17272270536191,58.351529401120452,744.18951983958164,774.33587358263844,702.98007644625443,708.47868737129079,68.447125462961552,72.326003991660599,71.056491596769746,3.0299078110800039E-2]
[927,"15:26:00",57.024126781442973,null,12.779896924178157,42.615902596861829,109.61650924219877,57.024126781442973,741.61367088296731,731.99113204956996,708.85031220983217,706.67997024548981,68.728121687417357,72.009282651332427,69.348006972615238,2.7269170299720036E-2]
[928,"15:27:00",56.410749900417812,null,12.890888097238861,43.438433278337762,106.34427253306679,56.410749900417812,739.29540682201434,751.51413798523799,713.68928611580202,704.60365412914393,69.160413583617043,71.619318589080038,67.470484336266807,2.4542253269748033E-2]
[929,"15:28:00",56.260601271460011,null,12.717904557900715,56.178144027652394,104.53026153952574,56.260601271460011,738.14280095426602,705.87690265351114,708.88368147883125,702.64801283732334,69.79049725577292,71.348690746285314,65.403587269827625,2.2088027942773231E-2]
[930,"15:29:00",56.057414450588425,null,12.646576443419233,70.267324253793447,103.21939007917668,56.057414450588425,736.63286656196442,670.66161229050385,697.50949179774511,701.53633045007541,70.833564382002265,71.407961533717341,63.141489346067523,1.9879225148495907E-2]
[931,"15:30:00",55.478894303747353,null,12.850532232915199,82.853068940230514,101.39045644235276,55.478894303747353,734.81835309912742,641.16255921575032,702.08179701250197,700.82125941678669,72.594253201370393,71.887581640111236,60.926206301963703,1.7891302633646317E-2]
[932,"15:31:00",54.791307226277894,null,12.89522792624966,94.019558005680167,99.373527649924128,54.791307226277894,733.64086349233969,609.39791157054253,702.93221716476739,700.79962541846737,74.586813049690377,72.52339851882472,58.83982384620581,1.6102172370281685E-2]
[933,"15:32:00",54.18476637791769,null,13.077403513141293,103.75937924368635,97.230881611005941,54.18476637791769,732.15957743607453,577.71899077481635,705.5520386611812,700.65917093326129,75.626051971772128,73.002816784618034,56.628242126868429,1.4491955133253517E-2]
[934,"15:33:00",54.090297155897403,null,12.932818908287125,112.53089004978654,95.172632622268623,54.090297155897403,730.58634430184213,549.46694033014717,710.62065071303198,699.51952947470079,74.911273160092975,73.044879008744118,54.489425329953065,1.3042759619928165E-2]
[935,"15:34:00",54.060851562011763,null,12.839507262819742,120.37042799793289,92.590907842707779,54.060851562011763,728.78101797712679,521.34066255689811,712.56047773157252,699.77173302137135,73.390278290372734,72.397101923299402,51.964679421713619,1.173848365793535E-2]
[936,"15:35:00",53.935484637011761,null,12.24229397855437,127.25210010292481,89.043348125331534,53.935484637011761,727.00121329855472,493.21415703118885,714.43675417716531,700.2085489770468,72.126486591096196,71.535841743176491,49.030971451160909,1.0564635292141815E-2]
[937,"15:36:00",54.26783415304692,null,12.060828481455774,133.24201307847213,85.053191016655802,54.26783415304692,724.89277287690231,466.12714531976917,717.9174623043707,701.76992674535768,70.111569712992434,70.513637650035605,45.94545452912832,9.5081717629276336E-3]
[938,"15:37:00",54.573186891917032,null,11.595955807870745,138.30514697570302,80.986057034619137,54.573186891917032,722.58685740561839,443.95488488935479,719.78167310518359,703.71202586769687,67.945781317742984,70.193086720725404,42.853177485944485,8.5573545866348705E-3]
[939,"15:38:00",54.755187813321029,null,11.253428327059256,142.50941468780073,76.880645911235348,54.755187813321029,719.30737698732207,429.4270721816693,718.86588982786839,706.58279105436475,65.860654861383736,69.385498324531767,40.014551631881289,7.7016191279713833E-3]
[940,"15:39:00",54.770595393072909,null,10.706644606902158,145.89798127566127,72.790123892133295,54.770595393072909,716.66397449366798,472.42009494397121,721.98307892125342,711.51430687080324,63.304078892457269,67.898366415052223,37.366971628910456,6.931457215174245E-3]
[941,"15:40:00",54.673119975469717,null,10.553679197115262,148.76829667348574,69.127179770742245,54.673119975469717,714.42101454430122,467.41627209508192,723.99838186897193,718.73149800989484,59.964975210059684,65.762593952013802,34.885283926468631,6.238311493656821E-3]
[942,"15:41:00",54.678208643205949,null,10.382193037047292,151.03626833670356,65.743951310879936,54.678208643205949,711.30783765041792,520.72379649690174,724.08247312543415,724.10976422453041,56.249006902005377,63.772345680469655,32.571424704201405,5.6144803442911388E-3]
[943,"15:42:00",54.639499259598246,null,10.694695855534944,152.86742391270121,62.655756512433548,54.639499259598246,708.63641057482926,543.94820029447715,724.80087986562512,734.40200435481177,52.75643138422916,62.710422925777181,30.427136619157245,5.0530323098620248E-3]
[944,"15:43:00",54.796343248433345,null,10.82720342757422,154.3298300810014,59.536494719222425,54.796343248433345,705.70660740797132,582.90498548963888,725.71209436929701,745.55537691737754,49.291752257952247,61.989664065206306,28.460226332485661,4.547729078875822E-3]
[945,"15:44:00",55.289865661871261,null,10.939836783547268,155.34921065932707,56.080198801072157,55.289865661871261,703.60664368865855,614.69198938208126,723.70799308666415,752.99038487993676,46.167302869864542,60.815650356439583,26.690007074481233,4.0929561709882401E-3]
[946,"15:45:00",55.975245627056211,null,10.665434709196447,155.88347599476157,52.771611866216404,55.975245627056211,700.75259553073022,581.36267691848252,721.1632802037791,768.67433589389611,43.281196400321939,60.043348168696021,25.078095123594391,3.6836605538894162E-3]
[947,"15:46:00",57.037267725727538,null,10.606838397090282,156.13539328786351,49.528099170500525,57.037267725727538,698.12913041125103,611.61960380671235,721.07152493730757,767.8390373142721,40.75156442355879,59.397614349751223,23.633612637602141,3.3152944985004747E-3]
[948,"15:47:00",57.399514616484865,null,10.300979386482817,156.15795930575686,46.608937744356233,57.399514616484865,695.13663362989155,624.750648797135,720.19121570529569,761.02299857307924,38.734441924379183,58.952370813335676,22.308814720704717,2.9837650486504272E-3]
[949,"15:48:00",57.552379698415479,null,10.09992693428473,156.01758909539598,44.111560014537311,57.552379698415479,692.70425688799617,589.26046245746056,715.48967225976605,748.37249314936514,37.475364454048197,59.602691135566559,21.079445585365207,2.6853885437853847E-3]
[950,"15:49:00",57.331357274228232,null,9.9663914552117259,155.53870311066109,41.851443708823325,57.331357274228232,690.36577699997781,553.23422700273011,713.80081855918002,711.79233306782703,36.416296751013988,59.705749048377093,19.935962258060375,2.4168496894068463E-3]
[951,"15:50:00",57.342644840872794,null,10.114235875974734,154.88502200857937,39.743237013417058,57.342644840872794,688.17230232732379,580.64615586495711,712.59654236732456,673.44107827666937,35.648580077926752,60.50322681687922,18.851250748288273,2.1751647204661618E-3]
[952,"15:51:00",57.167170563694697,null,10.24750146684406,154.56287112608084,37.988005871889804,57.167170563694697,687.27945563951323,605.03333471205519,710.57318573801399,637.89470299294771,35.198655846989553,61.715285879576065,17.837770265744602,1.9576482484195456E-3]
[953,"15:52:00",57.102060257813505,null,10.207891548431139,153.40696243144157,36.309432144747213,57.102060257813505,686.35869391345261,624.55835817444358,710.57446701772824,605.9407704133796,35.028695657798409,63.016347165886046,16.888586821323464,1.7618834235775911E-3]
[954,"15:53:00",57.445351546485291,null,9.9135187906827529,150.73999055353181,34.631797035741243,57.445351546485291,684.28804058656044,641.19137123395228,709.75331792337727,610.69262843063541,34.548132343544452,65.336829301104089,16.00350888565108,1.5856950812198321E-3]
[955,"15:54:00",57.711024140249847,null,9.8363427081232668,146.67601041907704,33.097161758131477,57.711024140249847,683.23919868610744,655.27828269454142,703.07288359197707,592.8558790153063,33.726211336362859,68.383297738181184,15.157411289169712,1.4271255730978489E-3]
[956,"15:55:00",57.560715641019783,null,9.8600013755433604,142.21426951510887,31.691226328778292,57.560715641019783,682.25176563390301,666.7996060364153,656.54064253502543,573.70828855029913,32.572493744291513,71.854420021247876,14.346396045643976,1.2844130157880641E-3]
[957,"15:56:00",57.412961642835775,null,9.8851489278083644,137.17809799572689,30.339306073219802,57.412961642835775,680.0530539142627,676.03835881168015,622.03024588406208,562.32422727339417,31.360990982411192,74.403571982746143,13.59171864696642,1.1559717142092577E-3]
[958,"15:57:00",57.496429348791459,null,9.7920419024591698,132.1506476932245,29.079288467911983,57.496429348791459,679.17440257557075,685.07535545004339,627.51152915698401,553.70239109390639,31.049466545424956,77.40234518608284,12.863170599713627,1.040374542788332E-3]
[959,"15:58:00",57.29952727389766,null,9.566608921930051,127.67546939851142,28.062853036953307,57.29952727389766,677.18513004262309,694.41470100855463,631.33315456159812,545.61003589564859,31.115219201185191,79.495570140130809,12.170426347054278,9.3633708850949886E-4]
[960,"15:59:00",57.060500907591873,null,9.2712315227790381,124.00036096574036,27.172635810345376,57.060500907591873,675.6953523899233,703.47417695262106,637.84256371481331,542.95262117327127,31.211447601501241,81.027109775287641,11.472665433463963,8.4270337965854894E-4]
[961,"16:00:00",{"$f":"H972","v":56.783562297545579},null,9.2730756556573848,120.43926606179328,26.43949317047295,56.783562297545579,673.39046558843097,708.58044578079648,645.67078292926954,564.00896428055353,31.594650451824748,81.879975122221779,10.770578495601576,7.5843304169269409E-4]
[962,"16:01:00",56.076661832561534,null,9.0832257469519977,117.01764551640497,26.150553313874877,56.076661832561534,671.12514339482232,715.80179573396686,648.270055954702,578.98235984468567,31.457491658168152,81.096325601942951,10.052121739333655,6.8258973752342465E-4]
[963,"16:02:00",55.489978773084687,null,8.701208180191367,114.69281883097541,26.15005372284384,55.489978773084687,669.71773159440261,715.88702143400769,652.1027854666537,595.63232942662341,31.890381332073019,77.770435946411737,9.3436959690562951,6.1433076377108225E-4]
[964,{"$f":"(A975-1)/(24*60)","v":"16:03:00"},54.782568725366062,null,8.5263426417132457,113.35510585656928,26.205369815098027,54.782568725366062,667.68546649160305,721.61211933943514,653.05696614850399,591.66644755817981,33.95484051331885,73.015698603296443,8.6503471708338324,5.5289768739397399E-4]
[965,"16:04:00",54.108848672287465,null,8.4550461155790302,112.23169320182056,26.217914079010587,54.108848672287465,665.06626066275533,726.24485882150725,656.20684814693493,577.4128460152524,36.24555679462857,67.549667607102549,7.9707566537893593,4.9760791865457663E-4]
[966,"16:05:00",53.37263307080579,null,8.4190999909596034,110.17525361796665,26.068523527127599,53.37263307080579,662.58987751640166,729.42944886709097,658.30072021700698,587.45605848403966,37.423269334159855,61.851600680071499,7.3283123885187607,4.47847126789119E-4]
[967,"16:06:00",52.567883954399043,null,8.1853934983333705,107.50177351373834,25.785678780921188,52.567883954399043,661.17777086827709,732.00635261319439,658.1417236347595,573.01102026258889,38.532927187731175,56.296875411258682,6.7253488464289699,4.030624141102071E-4]
[968,"16:07:00",51.74474385913004,null,7.7560974651504244,103.49375085596803,25.395201608700649,51.74474385913004,659.01084217012135,733.80571735187493,659.48823242362744,589.28080446679883,39.482091896936581,51.316148174393071,6.145630559009355,3.6275617269918638E-4]
[969,"16:08:00",51.201838381908445,null,7.2639494801099911,98.618477790634898,24.870615224686055,51.201838381908445,655.27988734764051,735.62174595848433,659.95150634923345,616.17314027988459,40.447682374601328,47.018937825490141,5.5866441017526762,3.2648055542926777E-4]
[970,"16:09:00",50.985246081193196,null,6.8161956606390319,94.001809760106582,24.200756079536792,50.985246081193196,645.20747722615783,735.04444685091721,660.4497395033726,642.27794539252113,40.778906721369715,43.225550627108611,5.0589815902237634,2.9383249988634098E-4]
[971,"16:10:00",50.839840751027978,null,6.4983227376415353,90.558150390541229,23.746275907679305,50.839840751027978,630.15742957678435,734.44359103301304,658.0191332288166,665.03502634155041,41.713681607094074,39.891842438634811,4.5593216313443667,2.644492498977069E-4]
[972,"16:11:00",50.269845552267952,null,6.2142352453715226,86.679650872727336,23.572026353410397,50.269845552267952,619.4517024882465,733.16936132424303,622.79756048210686,684.6279348402079,43.432672561985257,37.182053298225924,4.1033894682099303,2.3800432490793622E-4]
[973,"16:12:00",49.577454579194473,null,5.8773724965912058,82.898264154595239,23.625409693716328,49.577454579194473,612.37987818668751,732.16433315080315,623.13784227569317,701.12544409056215,44.930237062378538,35.256286475483414,3.6930505213889373,2.1420389241714259E-4]
[974,"16:13:00",48.942015182066051,null,5.313439720809038,79.680460367919906,23.481961284159144,48.942015182066051,610.5615497918468,732.12559148611342,626.90912274538948,713.30779714244341,46.426438362244212,33.751640760979505,3.3237454692500434,1.9278350317542833E-4]
[975,"16:14:00",48.209250507731511,null,4.8730987852271577,76.59275452583006,23.402196247051819,48.209250507731511,613.71144339664659,730.94895152695517,631.77964845913186,699.45527670554293,47.927461747089133,32.360408607794156,2.9913709223250393,1.7350515285788549E-4]
[976,"16:15:00",47.228211931567742,null,4.4830293547024889,74.073554756840807,23.416986082795859,47.228211931567742,615.65787718198192,730.96369992894722,633.27842921868751,668.46248951350424,49.272144619011087,31.034197649663671,2.6922338300925355,1.5615463757209693E-4]
[977,"16:16:00",46.215598486824057,null,4.1210179231384902,72.820830705106928,23.201563490751624,46.215598486824057,617.74237022550255,732.15088096144314,635.3135379569751,656.44611116762269,50.389731487676386,29.809605933403354,2.4230104470832821,1.4053917381488725E-4]
[978,"16:17:00",45.248670062091854,null,3.7742645652728832,71.489220275587442,23.180840086927923,45.248670062091854,619.00026821271797,735.59742006256442,637.409784258934,632.44800273640737,51.377034355144097,28.979496017553249,2.180709402374954,1.2648525643339854E-4]
[979,"16:18:00",44.36595813095591,null,3.396838108745595,70.204192519879285,23.193001859179951,44.36595813095591,619.80534393050868,739.73711042935486,614.21890043753285,615.52267267761044,52.364283617383599,28.695913137904853,1.9626384621374586,1.1383673079005869E-4]
[980,"16:19:00",43.590042707264615,null,3.0571542978710355,68.917799604561282,23.012454038374255,43.590042707264615,620.55449093394213,734.18872897626318,611.64199940745152,619.42031385711493,52.919159653228249,28.51497958473449,1.7663746159237128,1.0245305771105282E-4]
[981,"16:20:00",42.922720870620189,null,2.7992484689140102,67.067229437195977,23.053930764358611,42.922720870620189,621.26652841281361,682.96834393264078,613.20748086319077,598.75238525460657,53.486411931313626,28.055353078592582,1.5897371543313417,9.2207751939947543E-5]
[982,"16:21:00",42.192263663929261,null,2.5855841505870627,65.389239937690249,23.610541395808493,42.192263663929261,621.313789145751,691.84920118976743,608.45951109718419,605.12478466859898,53.830209245262338,27.345091933025802,1.4307634388982076,8.298697674595279E-5]
[983,"16:22:00",41.281354863454304,null,2.3949357391904655,63.186232844555995,24.197880505739366,41.281354863454304,621.38656672531658,687.63970831688448,610.10883586637215,609.6898086431454,54.009759274105242,26.594514662635824,1.2876870950083867,7.4688279071357508E-5]
[984,"16:23:00",40.294618188449206,null,2.1657429922977864,60.603526460735168,25.944254946010162,40.294618188449206,620.31596425200371,637.73755236556713,612.21704407660991,599.95334120656526,53.8808059754789,25.99328634853288,1.158918385507548,6.7219451164221753E-5]
[985,"16:24:00",39.369504170812782,null,2.0030516734146877,58.242039705164579,27.534517638054655,39.369504170812782,620.33351943813136,591.9915849097722,614.32237213965209,604.61017993747123,53.443386846436866,25.452180865840234,1.0430265469567932,6.0497506047799578E-5]
[986,"16:25:00",38.598716435311097,null,1.8347373202822035,56.172467158598323,28.45289929404899,38.598716435311097,619.25101588299015,550.83873989535755,610.93550235732744,602.78054011755228,53.012658620167201,24.835318186971051,0.93872389226111386,5.4447755443019618E-5]
[987,"16:26:00",37.917483631501668,null,1.6710427935762489,54.248036986317594,28.902316472188041,37.917483631501668,617.60190916773809,516.56204974371246,611.92701681886024,605.60456740462519,52.217063687105565,24.082410185717794,0.84485150303500245,4.9002979898717658E-5]
[988,"16:27:00",37.471293053385686,null,1.5039385142186239,52.509811656826471,29.924939210345215,37.471293053385686,615.70372386619863,504.89639347539594,610.86286127955236,604.80403498056899,50.839780612462391,23.324452789887715,0.76036635273150222,4.4102681908845897E-5]
[989,"16:28:00",37.453086401245358,null,1.3535446627967616,50.728962937432883,31.821859122928856,37.453086401245358,613.99157291512563,481.10240537297352,609.26239668480025,602.49187489071528,50.131795135444676,22.716393153904313,0.68432971745835203,3.969241371796131E-5]
[990,"16:29:00",37.548042272229225,null,1.2181901965170854,49.126009880994289,33.516610695377182,37.548042272229225,612.96859970564435,463.22089713548087,611.31725442842969,602.20866030203445,49.784967321729312,22.317532731030973,0.61589674571251685,3.5723172346165181E-5]
[991,"16:30:00",37.448058296471146,null,1.1020775825050253,47.658777468944663,34.306348627914666,37.448058296471146,610.71332909054865,444.01411809087813,609.88118328246173,578.04450508726075,48.978304009356179,22.026611214519676,0.55430707114126521,3.2150855111548663E-5]
[992,"16:31:00",37.154103144314263,null,0.99186982425452275,46.202162569950588,34.99253810594351,37.154103144314263,609.78944491196262,423.23652525151692,607.79854591124683,559.81094386076131,47.312987799094394,21.974800770557938,0.4988763640271387,2.8935769600393799E-5]
[993,"16:32:00",36.883305332934597,null,0.89268284182907054,44.860207116178188,35.962471459655802,36.883305332934597,608.92202996178196,402.61608622734184,608.26443716973154,561.96973594929455,45.591707940083396,22.206432174215035,0.44898872762442482,2.6042192640354419E-5]
[994,"16:33:00",36.627299781330585,null,0.80341455764616354,43.677211078022282,36.668492532684368,36.627299781330585,606.70090240505692,383.79115057824049,607.33024198791475,563.55915151452143,44.296053381426617,22.538530007513742,0.40408985486198234,2.3437973376318979E-5]
[995,"16:34:00",36.198974176366477,null,0.72307310188154716,42.482646899236165,36.969885161740152,36.198974176366477,605.58657998681679,366.88651519570948,605.90345558209208,566.0935928083818,44.05075819343044,22.991860463183269,0.36368086937578414,2.1094176038687081E-5]
[996,"16:35:00",35.677375403749366,null,0.65076579169339244,41.079561767112843,37.463823006650117,35.677375403749366,603.09975426352582,357.67612600524012,604.81594815864855,568.33111463105922,44.108253327456538,23.511010903681353,0.32731278243820572,1.8984758434818373E-5]
[997,"16:36:00",34.911150200105389,null,0.58568921252405326,39.532286170540722,38.013281923026128,34.911150200105389,598.83703835865765,349.64008383928643,603.88066681934629,569.20310570701577,44.092135102254836,23.885618774800037,0.29458150419438517,1.7086282591336537E-5]
[998,"16:37:00",34.147256287577761,null,0.52712029127164794,38.053159573750321,37.902124018809452,34.147256287577761,597.25390214974504,342.8348645178578,604.43021610420863,571.41511935506423,44.782165519031302,24.055847104229212,0.26512335377494667,1.5377654332202884E-5]
[999,"16:38:00",33.552568500616864,null,0.47440826214448317,36.56731440342363,37.672213969833777,33.552568500616864,595.03890622187998,335.86328602505642,604.51460538245965,574.91065575940161,45.149884788661375,24.15347608551772,0.238611018397452,1.3839888898982596E-5]
[1000,"16:39:00",32.75761419419532,null,0.42696743593003489,35.081660500617886,37.131457416600405,32.75761419419532,593.13804294344197,354.7079571784102,604.2011392289794,517.41959018346142,46.067788536968088,24.179527288306279,0.21474991655770681,1.2455900009084337E-5]
[1001,"16:40:00",31.992627768672268,null,0.38427069233703143,33.583702389704044,36.644776518690364,31.992627768672268,589.90174109050406,397.40351277892864,603.04189566740956,465.67763116511532,46.560253610273229,23.893899731899971,0.19327492490193612,1.1210310008175903E-5]
[1002,"16:41:00",31.316616334578484,null,0.34584362310332828,32.118148694312737,36.015081467224157,31.316616334578484,586.64880453028184,403.47034533892639,602.19139262410613,419.1098680486038,46.261695137673634,23.303186440228526,0.17394743241174251,1.0089279007358313E-5]
[1003,"16:42:00",30.689680538828156,null,0.31125926079299548,30.669093796500114,35.85024629413455,30.689680538828156,583.07844312022246,400.55998377866661,602.56960443591424,377.19888124374341,45.616055027592786,22.474947187685164,0.15655268917056828,9.0803511066224826E-6]
[1004,"16:43:00",30.026383604635281,null,0.28013333471369595,29.290842177470225,36.091308853441795,30.026383604635281,579.68174993124717,380.39623546183515,602.56406000794777,339.47899311936908,45.244997849418468,21.469796466871969,0.14089742025351146,8.172315995960234E-6]
[1005,"16:44:00",29.380078023102413,null,0.25212000124232636,27.994650186896052,35.572726101947715,29.380078023102413,576.59259105140382,377.05037412268291,602.16776753254362,305.53109380743217,45.263409212547913,20.454007692377154,0.1268076782281603,7.3550843963642104E-6]
[1006,"16:45:00",28.798402999722832,null,0.22690800111809373,26.791026385247466,35.050425110405286,28.798402999722832,573.86149967087283,390.40960978170375,600.46516924608625,274.97798442668898,45.323268623934723,19.663427365339146,0.11412691040534427,6.6195759567277899E-6]
[1007,"16:46:00",28.386048509076719,null,0.20421720100628435,25.633473829883119,35.031582932006359,28.386048509076719,571.67383603191058,422.0340540769709,598.55664670624333,247.4801859840201,45.203985355901608,19.353606235250542,0.10271421936480984,5.9576183610550109E-6]
[1008,"16:47:00",28.194324570949806,null,0.18379548090565592,24.536099919490017,35.212545579967838,28.194324570949806,569.91477152051641,447.54331346419576,596.20759824655659,222.73216738561808,45.745779737181564,19.54452162796084,9.2442797428328866E-2,5.3618565249495101E-6]
[1009,"16:48:00",28.003247521569666,null,0.16541593281509034,23.474172361623047,35.36312444177085,28.003247521569666,566.84389983721474,467.53756610215117,590.178519330104,200.45895064705627,47.216192303014189,19.870787696365927,8.3198517685495979E-2,4.825670872454559E-6]
[1010,"16:49:00",27.73846163354844,null,0.14887433953358131,22.456622869906543,34.917549149693372,27.73846163354844,565.06121273435269,436.80233518773684,589.41019742639048,180.41305558235064,48.150149778645385,19.978983089021813,7.4878665916946377E-2,4.3431037852091033E-6]
[1011,"16:50:00",27.500154334329338,null,0.13398690558022319,21.528540901366817,34.059064498395912,27.500154334329338,563.23562124607372,406.45953147853351,588.36709638492334,162.37175002411558,48.675588520873617,19.668419412993174,6.7390799325251743E-2,3.9087934066881928E-6]
[1012,"16:51:00",27.390970657488207,null,0.12058821502220088,20.693267129681065,33.546163801119803,27.390970657488207,560.4054429105289,382.41906081359036,588.1069492464311,146.13457502170402,50.347538488366332,19.092314719160896,6.0651719392726573E-2,3.5179140660193736E-6]
[1013,"16:52:00",27.156599429446906,null,0.1085293935199808,19.79293856277009,33.307237461596202,27.156599429446906,558.75998528939795,359.66430072832509,586.17527043506925,131.52111751953362,50.968550172976975,18.369850730002376,5.4586547453453919E-2,3.1661226594174362E-6]
[1014,"16:53:00",26.834323275564717,null,9.7676454167982721E-2,18.803247749095622,33.611485334088925,26.834323275564717,555.93880853780195,387.14777910275819,584.2496135087498,118.36900576758026,51.904398173867754,17.664056529194522,4.912789270810853E-2,2.8495103934756928E-6]
[1015,"16:54:00",26.519510866831485,null,8.7908808751184453E-2,17.788896446781276,33.984174309835304,26.519510866831485,554.17857636566237,414.43489328232619,582.51085210904682,106.53210519082224,52.474638745885279,16.99179073833562,4.4215103437297676E-2,2.5645593541281236E-6]
[1016,"16:55:00",26.390811122921775,null,7.9117927876066016E-2,16.746112720987426,34.331881527899625,26.390811122921775,551.85901584823671,436.4469825673749,580.38831304072028,95.878894671740014,52.919802587361204,16.374275177685647,3.9793593093567912E-2,2.3081034187153112E-6]
[1017,"16:56:00",26.386323592782915,null,7.120613508845941E-2,15.745792535085583,34.644818024157516,26.386323592782915,550.08710352122557,455.97430579501247,579.47046562336709,86.291005204566019,54.15485479932822,15.799985668034761,3.5814233784211121E-2,2.0772930768437802E-6]
[1018,"16:57:00",26.270942576278067,null,6.4085521579613475E-2,14.802215183203611,34.592623361634345,26.270942576278067,547.40542563980614,472.64719381902682,577.01491076024922,77.661904684109416,54.555626414732309,15.283125109348966,3.2232810405790006E-2,1.8695637691594023E-6]
[1019,"16:58:00",26.030993933274281,null,5.7676969421652131E-2,13.934280947826975,34.644514055866424,26.030993933274281,545.36998561488804,450.26527167833501,574.82381397133372,69.895714215698476,54.236547537907519,14.774661421961429,2.9009529365211006E-2,1.6826073922434622E-6]
[1020,"16:59:00",25.678934235686604,null,5.1909272479486922E-2,13.116089173539883,35.07458054883935,25.678934235686604,543.45113280535236,425.24063507446635,572.32630806248164,62.906142794128627,54.09758097076228,14.279992997813382,2.6108576428689908E-2,1.514346653019116E-6]
[1021,"17:00:00",25.226163797957785,null,4.6718345231538227E-2,12.342665566549666,35.572982631894867,25.226163797957785,541.332862786536,397.69691214319164,571.38857471717097,56.615528514715763,53.576858670805194,13.810027736575746,2.3497718785820916E-2,1.3629119877172045E-6]
[1022,"17:01:00",24.855721223398827,null,4.2046510708384409E-2,11.640346098136277,36.491298916434872,24.855721223398827,539.46989511139805,373.43894120475136,569.72986861264144,50.953975663244186,51.896866742933653,13.411822680966267,2.1147946907238827E-2,1.2266207889454841E-6]
[1023,"17:02:00",24.540848411361676,null,3.7841859637545966E-2,10.983494897059831,37.181866671886119,24.540848411361676,537.45295931119574,400.70563058037004,568.79847110684614,45.858578096919771,50.378824660925453,13.121491090359871,1.9033152216514946E-2,1.1039587100509358E-6]
[1024,"17:03:00",24.387330624974048,null,3.4057673673791374E-2,10.36756508890292,37.729275631528559,24.387330624974048,535.6509556164043,425.54244056920805,566.17004001178657,41.272720287227799,48.759089472664932,12.835428979309725,1.7129836994863451E-2,9.9356283904584215E-7]
[1025,"17:04:00",{"$f":"H1036","v":24.601716649695881},null,3.0651906306412235E-2,9.7761772037461476,38.413626129288794,24.601716649695881,533.83822211531083,399.16683573347865,564.49632824693606,37.14544825850502,46.961441519355958,12.48534545866757,1.5416853295377106E-2,8.94206555141258E-7]
[1026,"17:05:00",25.035873865036354,null,2.7586715675771013E-2,9.2254026020391375,39.183983792238827,25.035873865036354,532.04608081198285,421.87775225778705,562.13365220935191,33.430903432654517,45.287981655445265,12.021877135945344,1.3875167965839395E-2,8.0478589962713218E-7]
[1027,"17:06:00",25.785216547502451,null,2.4828044108193913E-2,8.6801780299684648,39.530991830861623,25.785216547502451,530.48986750617519,395.76370139724276,560.32671399036985,30.087813089389066,44.115516268831399,11.444075017672464,1.2487651169255456E-2,7.2430730966441893E-7]
[1028,{"$f":"(A1039-1)/(24*60)","v":"17:07:00"},26.583443549978767,null,2.2345239697374522E-2,8.146186730534545,39.324017296823314,26.583443549978767,528.25562684930765,395.74876924579979,558.73827476906729,27.079031780450158,43.505476787944353,10.824998297841864,1.1238886052329911E-2,6.5187657869797708E-7]
[1029,"17:08:00",27.320373166538513,null,2.011071572763707E-2,7.6098289560711789,39.119214901857781,27.320373166538513,526.9915021526582,416.9735139032511,556.3880740011449,24.371128602405143,42.987254090839372,10.206203578607605,1.0114997447096921E-2,5.8668892082817934E-7]
[1030,"17:09:00",28.08871388638368,null,1.8099644154873362E-2,7.0715303723308214,38.415610977589978,28.08871388638368,525.52486536512674,435.9755948859729,554.63017480415544,21.934015742164629,42.650721598625559,9.6120482075479909,9.1034977023872286E-3,5.2802002874536145E-7]
[1031,"17:10:00",28.903849913516794,null,1.6289679739386026E-2,6.5437724385523293,37.392953421395923,28.903849913516794,523.64912748584072,452.90922436221945,553.02916293897431,19.740614167948166,42.10682139005695,9.0650210906506139,8.1931479321485055E-3,4.7521802587082533E-7]
[1032,"17:11:00",29.649948686813559,null,1.4660711765447424E-2,6.0377883965250989,36.367457746614733,29.649948686813559,520.47324977143637,437.47274528537253,551.28579254351439,17.766552751153352,41.326762877760238,8.5479329820967216,7.3738331389336552E-3,4.2769622328374281E-7]
[1033,"17:12:00",30.080227789689825,null,1.3194640588902682E-2,5.5453517604896856,35.549615513518205,30.080227789689825,517.02894908628491,448.98634111816341,547.92469986142851,15.989897476038017,39.709776630572598,8.0825536843982189,6.6364498250402896E-3,3.8492660095536856E-7]
[1034,"17:13:00",30.263320390054343,null,1.1875176530012414E-2,5.065107682558545,35.178207848579959,30.263320390054343,513.83645151652365,462.826836645019,544.37419764872311,14.390907728434216,38.019706407700887,7.6514250096839831,5.9728048425362603E-3,3.4643394085983173E-7]
[1035,"17:14:00",30.236421296300367,null,1.0687658877011173E-2,4.5956479154938306,34.664734864930466,30.236421296300367,509.29590634045724,475.16041274614207,540.2978374541633,12.951816955590795,36.702612781090963,7.2942219904508141,5.375524358282634E-3,3.1179054677384854E-7]
[1036,"17:15:00",29.773081710310471,null,9.6188929893100562E-3,4.142321324087427,33.98616306605949,29.773081710310471,506.81243997398963,486.31544691098094,537.13572948999695,11.656635260031715,36.611179551687918,7.0097902832727979,4.8379719224543706E-3,2.8061149209646369E-7]
[1037,"17:16:00",29.096340594027964,null,8.6570036903790507E-3,3.734327391821664,33.214767866936455,29.096340594027964,503.63214202151255,454.46084008609375,535.26525956834109,10.490971734028543,36.949305523521076,6.7229889588029401,4.3541747302089338E-3,2.5255034288681734E-7]
[1038,"17:17:00",28.499750128985522,null,7.7913033213411458E-3,3.3608946526394976,32.304255092388814,28.499750128985522,501.49955220900972,422.51778036947655,532.79733346502258,9.4418745606256884,36.388212289589383,6.3660019716445699,3.918757257188041E-3,2.272953085981356E-7]
[1039,"17:18:00",27.913480178953179,null,7.0121729892070311E-3,3.0248051873755477,31.194245461445835,27.913480178953179,498.91292401447595,394.6773441904391,529.82194887340313,8.4976871045631199,35.005534821311592,6.0447136832020369,3.526881531469237E-3,2.0456577773832206E-7]
[1040,"17:19:00",27.237255146897702,null,6.3109556902863281E-3,2.7223246686379929,29.781059089739731,27.237255146897702,496.17664259935646,367.89751184048703,528.07793757981278,7.6479183941068083,33.248081505501233,5.7926052098937353,3.1741933783223132E-3,1.8410919996448985E-7]
[1041,"17:20:00",26.554550407049245,null,5.6798601212576958E-3,2.4500922017741935,28.305032572245249,26.554550407049245,494.33780524371775,344.88280795868445,526.90530617534716,6.883126554696128,31.610797006074161,5.577994986069279,2.8567740404900821E-3,1.6569827996804085E-7]
[1042,"17:21:00",25.865825102672449,null,5.1118741091319263E-3,2.2050829815967741,27.106476450946015,25.865825102672449,492.02878973399442,324.81229602267933,524.24312943964833,6.1948138992265154,30.149528287217237,5.4281349691975809,2.571096636441074E-3,1.4912845197123678E-7]
[1043,"17:22:00",25.314025192808035,null,0.33102318730857078,1.9845746834370968,25.990724836277444,25.314025192808035,485.39301891489185,309.1085703876966,522.39726498201162,5.5753325093038644,28.945728488891024,5.3427883607055575,2.3139869727969668E-3,1.3421560677411311E-7]
[1044,"17:23:00",24.724588730350963,null,0.58489062565779171,1.7861172150933871,24.689761979419721,24.724588730350963,485.72706297066827,306.749696991505,520.16131961174017,5.0177992583734783,27.911647201891572,5.3215530236279225,2.0825882755172703E-3,1.2079404609670181E-7]
[1045,"17:24:00",24.218859593643998,null,0.85896763364865358,1.6075054935840485,23.438555213545619,24.218859593643998,485.54377012574986,334.2864460423545,518.85407131755835,4.5160193325361302,27.042788733228292,5.2963920163853695,1.8743294479655432E-3,1.0871464148703162E-7]
[1046,"17:25:00",23.868807244814271,null,1.0784568413531244,1.4467549442256438,22.133263039053848,23.868807244814271,484.50167949012797,366.22263908460343,517.70212365845885,4.064417399282517,26.267054285869825,5.2612708086738351,1.6868965031689889E-3,9.7843177338328456E-8]
[1047,"17:26:00",23.547521956429033,null,1.3004260681064841,1.3020794498030794,20.847157937998805,23.547521956429033,481.32939545224798,373.33383464879938,515.3251058726911,3.6579756593542654,25.717097514509405,5.2421380229266905,1.51820685285209E-3,8.805885960449561E-8]
[1048,"17:27:00",23.153261322675782,null,1.5884689410321637,1.1718715048227715,19.726903375430613,23.153261322675782,478.65203146854657,353.87644300520856,513.93248176003135,3.2921780934188387,25.246900099789425,5.255731399131335,1.366386167566881E-3,7.9252973644046051E-8]
[1049,"17:28:00",22.755137567727544,null,1.7357747721486745,1.0546843543404945,18.916405859390242,22.755137567727544,475.20459870743412,333.35042437607444,512.13658771000485,2.9629602840769551,24.959639136441343,5.3422565715961321,1.2297475508101928E-3,7.1327676279641447E-8]
[1050,"17:29:00",22.631797616191612,null,1.951558104259979,0.94921591890644508,18.211721774458301,22.631797616191612,471.88640629274539,313.59836838866227,510.25374253763715,2.6666642556692595,24.707342443866551,5.4942312947618364,1.1067727957291735E-3,6.4194908651677302E-8]
[1051,"17:30:00",22.446689639545593,null,2.0637715260117151,0.85429432701580055,17.45387662337966,22.446689639545593,468.5351954730412,295.09240728221795,508.03366003192036,2.3999978301023335,24.480275420549237,5.7238251845575041,9.960955161562562E-4,5.7775417786509575E-8]
[1052,"17:31:00",22.249090606621301,null,2.2033099770482387,0.76886489431422056,16.598659058392769,22.249090606621301,465.16749745894015,277.65254292728713,505.92405623575962,2.1599980470921003,24.288391639175465,5.9985125971320272,8.9648596454063056E-4,5.199787600785862E-8]
[1053,"17:32:00",22.052725971923532,null,2.3576699888648989,0.69197840488279849,15.940305489284452,22.052725971923532,461.92673953433524,262.24078594901152,503.2541451190196,1.9439982423828903,23.94253930692296,6.2332549195721452,8.0683736808656755E-4,4.679808840707276E-8]
[1054,"17:33:00",21.83270861612522,null,2.3965131279178618,0.62278056439451868,15.323023502215138,21.83270861612522,459.55826296859698,249.40215199522368,501.48071424969578,1.7495984181446014,23.693086897531934,6.4445230097682513,7.261536312779108E-4,4.2118279566365483E-8]
[1055,"17:34:00",21.548114436031248,null,2.5237658831192396,0.56050250795506684,14.755182383225314,21.548114436031248,457.5873152117764,239.84246658085763,498.98292663820285,1.5746385763301414,23.289373643874931,6.708955424825362,6.5353826815011979E-4,3.7906451609728935E-8]
[1056,"17:35:00",21.007480696285548,null,2.5014895450514567,0.50445225715956021,14.23164902725752,21.007480696285548,455.74540803141906,232.83856049894376,496.19049334938262,1.4171747186971273,22.790114814948868,6.9469445983767617,5.8818444133510784E-4,3.4115806448756041E-8]
[1057,"17:36:00",20.156071062783703,null,2.6380509482123271,0.45400703144360421,13.791470956196807,20.156071062783703,455.34666984058191,228.02389085041659,493.11019523514744,1.2754572468274146,22.198626984577032,7.2537624752700465,5.2936599720159708E-4,3.0704225803880441E-8]
[1058,"17:37:00",19.365038617760213,null,2.7735416602758605,0.40860632829924382,13.339545063427469,19.365038617760213,457.85359221199258,226.61847747338274,490.97308928585153,1.1479115221446732,21.85173219688593,7.8266849681300013,4.7642939748143736E-4,2.7633803223492397E-8]
[1059,"17:38:00",19.092239818850402,null,2.8544787387551107,0.36774569546931946,13.044153903947514,19.092239818850402,465.48978450446521,231.35738656198197,488.630034507657,1.0331203699302058,21.242740484307937,8.2001601366307213,4.2878645773329361E-4,2.4870422901143158E-8]
[1060,"17:39:00",19.186796583425323,null,2.8974484521598729,0.33097112592238753,12.852403880679223,19.186796583425323,478.19033608331563,252.54678828664319,486.79349590064135,0.92980833293718523,20.768939076868357,8.2272140539979226,3.8590781195996427E-4,2.2383380611028844E-8]
[1061,"17:40:00",19.377001545749291,null,2.9579286740825577,0.29787401333014879,12.679828859737761,19.377001545749291,488.41666990662469,251.5737729711625,484.28049762893659,0.8368274996434667,20.602064090079963,8.164984162804064,3.4731703076396785E-4,2.014504254992596E-8]
[1062,"17:41:00",19.504896827270549,null,3.1442170292084821,0.26808661199713391,12.672904590402165,19.504896827270549,495.30468431244662,248.49201060324543,480.26454503401175,0.75314474967912004,20.414825591838568,8.0471624280422134,3.1258532768757108E-4,1.8130538294933365E-8]
[1063,"17:42:00",19.651004625317427,null,3.2027502670835322,0.24127795079742051,12.66667274800013,19.651004625317427,493.35833758530362,244.39706216743261,477.0830795442825,0.67783027471120805,20.141206878479913,8.0089868079491744,2.8132679491881397E-4,1.631748446544003E-8]
[1064,"17:43:00",19.763975947758826,null,3.1963115288273274,0.21715015571767846,12.655014933649337,19.763975947758826,489.27959306017169,239.76643035254486,473.97968797169017,0.6100472472400873,19.820848016193441,7.9685796413601899,2.5319411542693259E-4,1.4685736018896028E-8]
[1065,"17:44:00",19.791548117692415,null,3.3233901995529931,0.19543514014591062,12.576469941291483,19.791548117692415,487.01136886157644,235.14895479775919,471.43994366182585,0.54904252251607855,19.489235855565308,7.9012112898035163,2.2787470388423934E-4,1.3217162417006425E-8]
[1066,"17:45:00",20.020332835342124,null,3.3860745255449598,0.17589162613131956,12.431677332538316,20.020332835342124,484.00588322053602,232.09719713536609,470.80256550658078,0.49413827026447071,19.227835921131827,7.7972905411484819,2.0508723349581541E-4,1.1895446175305783E-8]
[1067,"17:46:00",20.152136870228325,null,3.4691997847824561,0.15830246351818761,12.208547441081365,20.152136870228325,477.60718393656833,232.54532196528649,472.27240356041489,0.44472444323802363,18.807131720498138,7.7532892740514558,1.8457851014623387E-4,1.0705901557775206E-8]
[1068,"17:47:00",20.146942104103932,null,3.5681729032280383,0.14247221716636885,11.989205033704188,20.146942104103932,471.87293038666155,245.21517636543754,479.62361169070152,0.40025199891422125,18.459499889238113,7.8187921032381071,1.661206591316105E-4,9.6353114019976858E-9]
[1069,"17:48:00",20.098977630021668,null,3.4110050422265235,0.12822499544973195,11.779320422820341,20.098977630021668,465.20548598080791,283.41766385584685,492.24348318764697,0.36022679902279914,18.115629291793795,7.9457976089482329,1.4950859321844945E-4,8.6717802617979167E-9]
[1070,"17:49:00",19.925941858901822,null,3.3976370056552381,0.11540249590475876,11.510084078322731,19.925941858901822,459.88909692862552,283.95113245561379,502.96998325755419,0.32420411912051922,17.707279958958409,8.0971535742191811,1.345577338966045E-4,7.8046022356181259E-9]
[1071,"17:50:00",19.696107644630292,null,3.3634946429803394,0.10386224631428288,11.267771368274882,19.696107644630292,454.8831736859583,284.85847587509153,509.23820099625192,0.2917837072084673,17.327478228779118,8.2704250484623021,1.2110196050694406E-4,7.0241420120563133E-9]
[1072,"17:51:00",19.619124405496855,null,3.2653531864948055,9.3476021682854599E-2,11.01263882373255,19.619124405496855,450.20582128318279,315.43501232078546,511.35974832826736,0.26260533648762058,17.096809797380697,8.3522672596500076,1.0899176445624966E-4,6.3217278108506819E-9]
[1073,"17:52:00",19.5868905004086,null,3.3408583494127084,8.4128419514569147E-2,10.684153738508954,19.5868905004086,444.90924733357542,325.41702988753502,506.17273284602652,0.23634480283885853,16.808867919052538,8.2650556513302718,9.8092588010624697E-5,5.6895550297656142E-9]
[1074,"17:53:00",19.57640568162995,null,3.3921908341735856,7.571557756311223E-2,10.320464250049294,19.57640568162995,439.76614974865538,330.6220187933128,498.24355160243954,0.21271032255497269,16.599247587565984,8.0939375831454878,8.8283329209562234E-5,5.1205995267890528E-9]
[1075,"17:54:00",19.591733024233555,null,3.2748734536370865,6.8144019806801015E-2,9.9005161374222954,19.591733024233555,434.91996995445396,349.80367067374715,491.94093411309399,0.19143929029947543,16.361061930219297,7.8904039150866758,7.9454996288606019E-5,4.6085395741101474E-9]
[1076,"17:55:00",19.686056845528459,null,3.2838107451141982,6.1329617826120918E-2,9.5038482173751344,19.686056845528459,430.49035394045387,337.92538337932166,485.99069751330802,0.17229536126952788,16.017016207778418,7.6206452446931205,7.1509496659745417E-5,4.147685616699133E-9]
[1077,"17:56:00",19.981156223841822,null,3.4301149580783643,5.5196656043508825E-2,9.0912705741349349,19.981156223841822,427.41296466457254,356.23492634021761,479.39351680006314,0.15506582514257511,15.719662388209077,7.278996598519706,6.4358546993770871E-5,3.7329170550292195E-9]
[1078,"17:57:00",19.931244832719852,null,3.5192846298730669,4.9676990439157943E-2,8.6643741323372883,19.931244832719852,421.31438975573252,358.21635008803173,472.73393806927561,0.13955924262831759,15.316127145329329,6.903459833679638,5.7922692294393787E-5,3.3596253495262977E-9]
[1079,"17:58:00",19.756645854513788,null,3.704284343765643,4.470929139524215E-2,8.2121144229609815,19.756645854513788,415.5534616444171,373.00152049915044,467.60610090297303,0.12560331836548583,14.983758357798346,6.5284257590335981,5.2130423064954411E-5,3.0236628145736679E-9]
[1080,"17:59:00",19.729374518574129,null,3.8237950268207199,4.0238362255717933E-2,7.7617914761101341,19.729374518574129,413.54253991845201,383.88095218946984,462.4768720382616,0.11304298652893725,14.721677459152302,6.1723695867862451,4.6917380758458974E-5,2.7212965331163014E-9]
[1081,"18:00:00",19.587249902410079,null,3.894267773284156,3.6214526030146139E-2,7.2823987321551273,19.587249902410079,411.36786966684122,392.04106253692913,457.33693629927927,0.10173868787604352,14.454991719310071,5.8333935266977086,4.2225642682613077E-5,2.4491668798046711E-9]
[1082,"18:01:00",19.391284883787723,null,3.9311913987877714,3.2593073427131525E-2,6.8137051626886986,19.391284883787723,408.1195501073837,399.26228587308003,452.75447252774973,9.1564819088439178E-2,14.227261979446935,5.4912639671187584,3.8003078414351769E-5,2.2042501918242041E-9]
[1083,"18:02:00",18.924179119560563,null,3.9105560845925886,2.9333766084418372E-2,6.3177788464587392,18.924179119560563,404.33784106832502,388.91828690002984,448.70397949860762,8.2408337179595267E-2,14.133647262215131,5.1833473634977025,3.4202770572916594E-5,1.9838251726417836E-9]
[1084,"18:03:00",18.497545661950205,null,4.0211125671977825,2.6400389475976536E-2,5.8529196567858577,18.497545661950205,400.52787593121911,369.26086220172607,443.65021668058273,7.4167503461635739E-2,13.993628483259249,4.9185098223917674,3.0782493515624937E-5,1.7854426553776054E-9]
[1085,"18:04:00",18.280683322928034,null,4.1207484418256604,2.3760350528378882E-2,5.3974953878693572,18.280683322928034,398.01762068673003,361.38581663096761,438.83528961701666,6.6750753115472169E-2,13.843036920944064,4.6678686332434109,2.7704244164062444E-5,1.606898389839845E-9]
[1086,"18:05:00",18.240138641758282,null,4.1689904463979772,2.1384315475540993E-2,4.9628498544191828,18.240138641758282,395.36519638661173,344.55536332480443,435.46026590433843,6.0075677803924955E-2,13.793893961118949,4.4050515584704009,2.49338197476562E-5,1.4462085508558605E-9]
[1087,"18:06:00",18.073780684259702,null,4.2554559647464609,1.9245883927986894E-2,4.5593814662005459,18.073780684259702,392.92319579091935,325.43101748304667,432.09004192620932,5.4068110023532463E-2,13.842481840855443,4.1685161911746915,2.2440437772890579E-5,1.3015876957702745E-9]
[1088,"18:07:00",17.886818494129635,null,4.2644596999368538,1.7321295535188207E-2,4.1962599168037729,17.886818494129635,388.68002477139771,307.65691445300371,427.92640516522903,4.8661299021179216E-2,13.787345137482788,3.9371087720961322,2.0196393995601523E-5,1.1714289261932471E-9]
[1089,"18:08:00",{"$f":"H1100","v":17.67526333844226},null,4.1881903504265665,1.5589165981669387E-2,3.8569742271139047,17.67526333844226,384.84415730402355,296.23148790028142,423.6914215090577,9.0231904633085112,13.855113404648819,3.7288420949254291,1.817675459604137E-5,1.0542860335739225E-9]
[1090,"18:09:00",17.484863698323625,null,4.2102736438751212,1.4030249383502448E-2,3.5268534030467711,17.484863698323625,373.25010107069147,283.11287554824156,420.29203338647227,16.470399157456178,13.971681455663427,3.541402085471796,1.6359079136437235E-5,9.4885743021653034E-10]
[1091,"18:10:00",17.356793206787163,null,4.194371325263976,1.2627224445152204E-2,3.2297446613863507,17.356793206787163,347.35098894335863,271.92994340113222,416.11538131735637,42.460410633312165,14.002490585945475,3.3727060769635262,1.4723171222793511E-5,8.5397168719487729E-10]
[1092,{"$f":"(A1103-1)/(24*60)","v":"18:11:00"},17.130187620391897,null,4.1573244057502734,1.1364502000636984E-2,2.9562975959797559,17.130187620391897,321.66995422748954,263.1004652963706,413.67775675983955,73.501704775059054,13.826249133857278,3.2208796693060835,1.325085410051416E-5,7.6857451847538954E-10]
[1093,"18:12:00",16.839664128128099,null,4.1184455265766129,1.0228051800573285E-2,2.6791933369773502,16.839664128128099,300.77422497905701,255.49987006067886,411.16820557116034,100.51448290595155,13.68615733204382,3.0842359024143851,1.1925768690462745E-5,6.9171706662785063E-10]
[1094,"18:13:00",16.627720439466898,null,4.1401573398857483,9.2052466205159566E-3,2.4235613033596763,16.627720439466898,281.59755855414932,248.80772759806797,408.00223645447403,120.05093744738771,13.448732471031819,2.979782100724278,1.0733191821416472E-5,6.2254535996506557E-10]
[1095,"18:14:00",16.486309460431098,null,4.1160757642223684,8.2847219584643618E-3,2.1874433731666887,16.486309460431098,268.01322841894921,244.13111438415956,404.01108568500325,128.64886799464114,13.216524591055098,2.9228246893350174,9.6598726392748241E-6,5.6029082396855902E-10]
[1096,"18:15:00",16.377754102614308,null,4.0384723992259124,7.4562497626179261E-3,1.9872245364455894,16.377754102614308,259.0419623397496,239.66318269427882,400.79523102275294,143.42103258677861,13.026252117758919,2.8159864204404257,8.6938853753473418E-6,5.042617415717031E-10]
[1097,"18:16:00",16.323154446899999,null,4.1574244604507822,6.710624786356134E-3,1.7885020828010305,16.323154446899999,245.06971343243487,235.34525767436264,396.84425101129796,160.70463733591325,12.725139242713986,2.6765427819440513,7.8244968378126075E-6,4.5383556741453281E-10]
[1098,"18:17:00",16.1195725417913,null,4.1042255019545326,6.039562307720521E-3,1.6096518745209274,16.1195725417913,228.94969887630074,232.02056161884047,394.53600694044161,175.14267885134535,12.361321016227011,2.5202307073667423,7.0420471540313472E-6,4.0845201067307953E-10]
[1099,"18:18:00",15.917634208510609,null,4.0651728858411103,5.4356060769484692E-3,1.4486866870688346,15.917634208510609,214.58365126039919,229.91302297404624,392.35461693975685,181.79476228457023,11.885491410560732,2.36102423385335,6.3378424386282127E-6,3.6760680960577161E-10]
[1100,"18:19:00",15.723602377930549,null,4.0293476596349294,4.8920454692536223E-3,1.3038180183619512,15.723602377930549,201.52453006136122,228.45480173132913,390.27416623210928,178.29505900533201,11.519059502781026,2.2052621124585241,5.7040581947653916E-6,3.3084612864519446E-10]
[1101,"18:20:00",15.468633440338914,null,4.0367614044136246,4.4028409223282605E-3,1.1734362165257561,15.468633440338914,190.16073519731495,227.58663784237592,386.91215488233587,183.94570447198629,11.121406844586664,2.0713143001556191,5.1336523752888529E-6,2.9776151578067501E-10]
[1102,"18:21:00",15.257686901572352,null,4.0504795205640587,3.962556830095435E-3,1.0560925948731805,15.257686901572352,179.00685421298385,226.62003491018913,384.78237738238357,185.19007598035407,10.713992045519234,1.9382849678897673,4.620287137759968E-6,2.6798536420260751E-10]
[1103,"18:22:00",14.956492872669997,null,4.0565575145525745,3.5663011470858917E-3,0.95048333538586249,14.956492872669997,169.22771877947844,224.29262461985383,382.37030175352021,190.82607784276786,10.273027640161647,1.8125093709382845,4.1582584239839712E-6,2.4118682778234678E-10]
[1104,"18:23:00",14.635890887649088,null,4.0668094321646997,3.2096710323773025E-3,0.85543500184727628,14.635890887649088,161.28471985074935,219.48075412564185,378.8724012168401,189.95651327138168,9.8515849664012194,1.6993113336819499,3.7424325815855741E-6,2.1706814500411211E-10]
[1105,"18:24:00",14.41540196520498,null,4.0266255287431516,2.8887039291395724E-3,0.76989150166254872,14.41540196520498,153.62335601997131,215.12530566620268,375.56928279925773,182.10244977383331,9.521624948459829,1.5849567989580116,3.3681893234270165E-6,1.953613305037009E-10]
[1106,"18:25:00",14.216961935005283,null,4.0218534482809458,2.5998335362256153E-3,0.69290235149629387,14.216961935005283,146.70355352954644,211.54510084421133,373.94997353788665,171.92112706817852,9.1257951371770787,1.4635121202533496,3.0313703910843151E-6,1.7582519745333082E-10]
[1107,"18:26:00",13.877685423053824,null,4.0552660953962105,2.3398501826030539E-3,0.62361211634666447,13.877685423053824,141.95796166536135,208.01346368459491,368.73645201417611,161.06568733499347,8.7880738120885216,1.3481628068743694,2.7282333519758835E-6,1.5824267770799774E-10]
[1108,"18:27:00",13.664964182994533,null,4.0964416800704564,2.1058651643427483E-3,0.56125090471199801,13.664964182994533,136.6060215474092,204.90928223312761,351.2975892224265,150.93133043926269,8.5274138517628479,1.2195847263299122,2.4554100167782951E-6,1.4241840993719798E-10]
[1109,"18:28:00",13.41170028193751,null,4.1138269310087239,1.8952786479084736E-3,0.50512581424079828,13.41170028193751,133.04296196468979,200.84916760844766,324.11622354969558,141.79812171174268,8.2805325568423012,1.1038644538399007,2.2098690151004655E-6,1.2817656894347817E-10]
[1110,"18:29:00",13.016844016408553,null,4.2811223690113671,1.7057507831176263E-3,0.45461323281671845,13.016844016408553,129.84244613321101,194.04459142377482,298.07813635097602,133.10885786515337,8.0831031186019189,0.99347800845591072,1.9888821135904192E-6,1.1535891204913036E-10]
[1111,"18:30:00",12.735764511313107,null,4.622800400054567,1.5351757048058638E-3,0.4091519095350466,12.735764511313107,127.52398597423561,186.58625731191495,273.42722235882275,125.87509877236363,7.9177040024967322,0.89413020761031969,1.7899939022313773E-6,1.0382302084421732E-10]
[1112,"18:31:00",12.476554782288726,null,4.7006631823147353,1.3816581343252775E-3,0.36823671858154194,12.476554782288726,125.57309952280815,178.11326466788168,251.75406532374615,118.3951503880472,7.8121339825723766,0.80471718684928772,1.6109945120082396E-6,9.3440718759795588E-11]
[1113,"18:32:00",12.156687561658732,null,4.8157260297326765,1.2434923208927498E-3,0.33141304672338778,12.156687561658732,125.37363487692383,169.17793078532205,232.57544529039498,112.13881100842217,7.8407504869640654,0.72424546816435897,1.4498950608074157E-6,8.4096646883816029E-11]
[1114,"18:33:00",11.813041529644471,null,4.6740715633560885,1.1191430888034747E-3,0.298271742051049,11.813041529644471,125.23116732429006,160.85200934985625,214.77744704126272,105.68050661351258,7.8479797404832352,0.65182092134792313,1.3049055547266742E-6,7.5686982195434424E-11]
[1115,"18:34:00",11.553287459840423,null,4.6506783840712602,1.0072287799231274E-3,0.26844456784594412,11.553287459840423,125.33149114361885,153.69837732356206,197.99346416269796,100.3805090069709,7.706092962189917,0.58663882921313082,1.1744149992540068E-6,6.8118283975890979E-11]
[1116,"18:35:00",11.27621961244647,null,4.6654029498389393,9.065059019308147E-4,0.24160011106134971,11.27621961244647,125.32310551802647,149.31114838637188,182.86311570175044,94.69028411030213,7.4300016598979273,0.52797494629181774,1.0569734993286061E-6,6.1306455578301878E-11]
[1117,"18:36:00",10.896990853029827,null,4.5806440421841481,8.1585531173773327E-4,0.21744009995521474,10.896990853029827,125.66754362345043,156.28362546668001,169.79551865489086,90.32257901775337,7.1259428772699502,0.47517745166263597,9.5127614939574553E-7,5.5175810020471694E-11]
[1118,"18:37:00",10.623737881313271,null,4.6301373161883896,7.3426978056396E-4,0.19569608995969326,10.623737881313271,126.08264198327339,172.84997117196511,158.18912352768302,86.37311873865869,6.7594733816419543,0.42765970649637236,8.56148534456171E-7,4.9658229018424529E-11]
[1119,"18:38:00",10.29123178994403,null,4.6915944860588095,6.6084280250756401E-4,0.17612648096372394,10.29123178994403,125.35074802420385,191.19257415242492,148.14488044066178,81.997054499680516,6.398837952199683,0.38489373584673514,7.7053368101055389E-7,4.4692406116582075E-11]
[1120,"18:39:00",9.9857381332732338,null,4.69948238547539,5.947585222568076E-4,0.15851383286735155,9.9857381332732338,124.34005905552367,206.09600045300274,140.67368158116591,78.108124043608939,6.0309768572894678,0.34640436226206162,6.9348031290949851E-7,4.022316550492387E-11]
[1121,"18:40:00",9.7170320167079964,null,4.6746883369913288,5.3528267003112682E-4,0.14266244958061639,9.7170320167079964,123.3877166631549,216.15369777098377,140.73712702168211,75.336820077358396,5.6688999702436886,0.31176392603585545,6.2413228161854865E-7,3.6200848954431487E-11]
[1122,"18:41:00",9.5307730269970357,null,4.649914739498251,4.8175440302801416E-4,0.12839620462255474,9.5307730269970357,122.51208281422221,227.98634435130728,151.33638184881082,72.879886726849122,5.3987963768753264,0.28058753343226994,5.6171905345669384E-7,3.2580764058988337E-11]
[1123,"18:42:00",9.5054839818962087,null,4.645660875411707,4.3357896272521276E-4,0.11555658416029928,9.5054839818962087,121.94008061800508,238.66597224527814,164.85302747740633,70.631595701258945,5.1742286479097181,0.25252878008904295,5.0554714811102442E-7,2.9322687653089507E-11]
[1124,"18:43:00",9.3651435228545363,null,4.6093784792767867,3.902210664526915E-4,0.10400092574426935,9.3651435228545363,122.54285905522798,248.19823976684413,179.390408445486,68.663710102690672,4.9596412714381435,0.22727590208013865,4.5499243329992199E-7,2.6390418887780557E-11]
[1125,"18:44:00",9.2821263896547759,null,4.768415149171374,3.5119895980742234E-4,9.3600833169842412E-2,9.2821263896547759,123.54849746611148,256.28389674719102,192.41923259117181,66.528151928114966,4.7419380428844171,0.2045483118721248,4.0949318996992977E-7,2.3751376999002503E-11]
[1126,"18:45:00",9.3372785234859279,null,4.744936671363611,3.1607906382668009E-4,8.4240749852858177E-2,9.3372785234859279,123.63844905006674,264.68386095430782,204.16407691017963,64.908796207959725,4.6138690306949748,0.18409348068491233,3.6854387097293682E-7,2.1376239299102252E-11]
[1127,"18:46:00",9.2262349591622375,null,4.7921348987584995,2.844711574440121E-4,7.5816674867572362E-2,9.2262349591622375,124.84984065629057,262.18901001512705,212.57753677287258,63.371035865117854,4.5171324247903941,0.16568413261642109,3.3168948387564313E-7,1.9238615369192028E-11]
[1128,"18:47:00",9.1200575768324406,null,4.7522360603719074,2.5602404169961087E-4,6.823500738081513E-2,9.1200575768324406,124.83461061898181,268.35763342767683,221.44076698230413,62.104631588908795,4.3807310910332786,0.14911571935477899,2.9852053548807884E-7,1.7314753832272827E-11]
[1129,"18:48:00",9.036785358730496,null,4.7280038941540523,2.3042163752964978E-4,6.1411506642733621E-2,9.036785358730496,126.00048732563833,274.98311886420606,229.35718222743313,60.131030612635101,4.1776295767404363,0.13420414741930109,2.6866848193927095E-7,1.5583278449045544E-11]
[1130,"18:49:00",9.0238440703244862,null,4.7206038190697024,2.0737947377668482E-4,5.5270355978460257E-2,9.0238440703244862,127.2044089299886,281.54529892114488,235.85813697832262,59.268778228861827,3.9700745105306261,0.12078373267737098,2.4180163374534384E-7,1.4024950604140989E-11]
[1131,"18:50:00",8.9441439513169403,null,4.7055109817183967,1.8664152639901634E-4,4.9743320380614235E-2,8.9441439513169403,128.47319228015385,286.32082579172572,240.81296659103725,57.504660186859432,3.7585112595164736,0.10870535940963388,2.1762147037080945E-7,1.262245554372689E-11]
[1132,"18:51:00",8.7918845358910573,null,4.841961378907885,1.679773737591147E-4,4.4768988342552815E-2,8.7918845358910573,128.25630823280258,287.35225944790477,245.48214295439445,56.540772537314119,3.5681043336037361,9.7834823468670493E-2,1.9585932333372851E-7,1.1360209989354202E-11]
[1133,"18:52:00",8.7166658470114236,null,4.7668034032485416,1.5117963638320322E-4,4.0292089508297532E-2,8.7166658470114236,128.11063956772543,270.37846996551662,248.54073407887691,54.944351380994817,3.4152636887946937,8.8051341121803448E-2,1.7627339100035567E-7,1.0224188990418782E-11]
[1134,"18:53:00",8.5686287846338889,null,4.7827748115809152,1.360616727448829E-4,3.6262880557467778E-2,8.5686287846338889,128.0659269293123,253.09449793844738,252.11010122274703,54.155965208349436,3.3642855252908954,7.9246207009623107E-2,1.5864605190032011E-7,9.2017700913769042E-12]
[1135,"18:54:00",8.4353954284941075,null,4.8233495643095425,1.2245550547039462E-4,3.2636592501721004E-2,8.4353954284941075,128.14931531548265,238.79903663947564,253.98226675965202,52.92770312965316,3.268877771444973,7.1321586308660798E-2,1.427814467102881E-7,8.2815930822392139E-12]
[1136,"18:55:00",8.2041431685884234,null,4.8068742117604248,1.1020995492335515E-4,2.9372933251548904E-2,8.2041431685884234,128.79884453832889,227.32348096747148,255.27213212470244,51.964233506385114,3.2573019030224,6.4189427677794716E-2,1.285033020392593E-7,7.453433774015293E-12]
[1137,"18:56:00",8.1073583740531898,null,4.8211742783773515,9.9188959431019644E-5,2.6435639926394014E-2,8.1073583740531898,128.71631344753311,217.75521673302904,256.7468079503181,51.949662877914577,3.339511194455389,5.7770484910015248E-2,1.1565297183533337E-7,6.7080903966137639E-12]
[1138,"18:57:00",8.1130686502342968,null,4.7019039879907885,8.9270063487917686E-5,2.3792075933754615E-2,8.1130686502342968,127.81443613110009,207.23508293814413,257.56739998243472,52.449025661168037,3.4815524685035024,5.1993436419013724E-2,1.0408767465180004E-7,6.0372813569523879E-12]
[1139,"18:58:00",8.0624422699825953,null,4.6009667477610456,8.0343057139125923E-5,2.1412868340379154E-2,8.0624422699825953,126.41579052214048,198.82367257523794,258.92975178106627,54.615464952961396,3.5413367033883811,4.6794092777112349E-2,9.3678907186620041E-8,5.4335532212571493E-12]
[1140,"18:59:00",7.8870109263614108,null,4.5971261765005664,7.2308751425213339E-5,1.9271581506341239E-2,7.8870109263614108,124.76173512104944,189.82637154085864,259.82883592913157,58.504579926171118,3.6199062419728829,4.2114683499401118E-2,8.4311016467958041E-8,4.8901978991314344E-12]
[1141,"19:00:00",7.6054932424624528,null,4.5071454619266822,6.5077876282692012E-5,1.7344423355707114E-2,7.6054932424624528,122.76041970220621,181.09874384722198,260.33555499735121,63.808186112020806,3.5732275264975186,3.790321514946101E-2,7.5879914821162239E-8,4.4011781092182911E-12]
[1142,"19:01:00",7.3829401149630334,null,4.4331131972281543,5.8570088654422809E-5,1.5609981020136403E-2,7.3829401149630334,120.15016218633129,173.1883025984861,259.42109282037001,69.588047890223024,3.6238442555829957,3.4112893634514911E-2,6.8291923339046019E-8,3.9610602982964618E-12]
[1143,"19:02:00",7.1826423002135558,null,4.4776368079252613,5.2713079788980532E-5,1.4048982918122763E-2,7.1826423002135558,118.02947503874309,166.66814940162581,259.37690529126269,76.031701292118726,3.7189267184524306,3.0701604271063422E-2,6.1462731005141413E-8,3.5649542684668158E-12]
[1144,"19:03:00",6.9653232568071903,null,4.4376223031581263,4.7441771810082481E-5,1.2644084626310488E-2,6.9653232568071903,115.99722684517151,160.75672233988124,258.23127561418721,83.584863560367751,3.7302098488380229,2.763144384395708E-2,5.5316457904627271E-8,3.2084588416201341E-12]
[1145,"19:04:00",6.6831576532334047,null,4.2055570790678996,4.2697594629074232E-5,1.137967616367944E-2,6.6831576532334047,112.88975345875006,154.96687240203573,257.34954667337399,92.038097480209871,3.7218391611191377,2.4868299459561372E-2,4.9784812114164542E-8,2.8876129574581207E-12]
[1146,"19:05:00",6.4044448828288871,null,4.0762405374208761,3.8427835166166811E-5,1.0241708547311497E-2,6.4044448828288871,110.6119315247403,151.36848380685169,257.030470301935,99.306499951427185,3.7020181400191259,2.2381469513605236E-2,4.4806330902748091E-8,2.5988516617123085E-12]
[1147,"19:06:00",6.1906544949640896,null,4.037763212194414,3.4585051649550131E-5,9.2175376925803468E-3,6.1906544949640896,108.54336608833071,148.40176787245562,255.59396379908532,106.16904453636258,3.5728371247003805,2.0143322562244714E-2,4.0325697812473281E-8,0.14215500355000696]
[1148,"19:07:00",5.9611920403865035,null,4.0006945020589564,3.1126546484595118E-5,8.295783923322312E-3,5.9611920403865035,105.3291051630914,146.10828297974138,253.48636337864949,112.72832111299972,3.3824721072033346,1.8128990306020245E-2,3.6293128031225956E-8,0.12793950319500627]
[1149,"19:08:00",5.7238630432570341,null,3.9542284148901699,2.8013891836135606E-5,7.466205530990081E-3,5.7238630432570341,102.51037235063967,144.90293716467744,251.47799193336263,118.27949718041064,3.1740925932450859,1.6316091275418221E-2,3.2663815228103363E-8,0.11514555287550565]
[1150,"19:09:00",5.5163160305039023,null,3.8583752755495908,2.5212502652522045E-5,6.7195849778910726E-3,5.5163160305039023,99.560091188573764,143.89846650729172,250.59106310135448,123.46080954733048,2.9494999311438592,1.4684482147876399E-2,2.9397433705293029E-8,0.10363099758795509]
[1151,"19:10:00",5.3109982378020231,null,3.7196545998012729,2.2691252387269839E-5,6.0476264801019655E-3,5.3109982378020231,96.707106361708568,143.83432939025394,248.37127563887535,127.81529621955055,2.7101265366737302,1.3216033933088759E-2,2.6457690334763728E-8,9.3267897829159577E-2]
[1152,"19:11:00",5.076684817677827,null,3.6781151652117705,2.0422127148542856E-5,5.4428638320917688E-3,5.076684817677827,94.788002476025994,141.49720992779103,246.87441296756592,131.88934368499778,2.4946904816506139,1.1894430539779883E-2,2.3811921301287356E-8,8.394110804624362E-2]
[1153,"19:12:00",{"$f":"H1164","v":4.8472772345001323},null,3.4871480548185234,1.8379914433688572E-5,4.898577448882592E-3,4.8472772345001323,92.467803607817928,138.73274436714084,245.50833244961794,135.87110938974021,2.294748834217593,1.0704987485801894E-2,2.1430729171158622E-8,7.5546997241619257E-2]
[1154,"19:13:00",4.6037593041409393,null,3.2906286076130384,1.6541922990319716E-5,4.4087197039943326E-3,4.6037593041409393,91.380191490444346,136.13981050659865,242.92536266901166,139.3002551646334,2.0962758494421885,9.6344887372217056E-3,1.928765625404276E-8,6.7992297517457334E-2]
[1155,"19:14:00",4.4155950684442518,null,3.2061458249767343,1.4887730691287744E-5,3.9678477335948993E-3,4.4155950684442518,89.808335213714358,133.7505929447083,240.92205064527462,141.50935928684197,1.9176501631443243,8.6710398634995359E-3,1.7358890628638483E-8,6.1193067765711602E-2]
[1156,{"$f":"(A1167-1)/(24*60)","v":"19:15:00"},4.2522964601899149,null,3.0575103837144133,1.339895762215897E-5,3.5710629602354093E-3,4.2522964601899149,88.999146284628083,132.21806676180978,239.56897521941906,143.60870717163436,1.7444106474254615,7.8039358771495827E-3,1.5623001565774635E-8,5.5073760989140443E-2]
[1157,"19:16:00",4.0868021123276614,null,2.848839194586136,1.2059061859943074E-5,3.2139566642118682E-3,4.0868021123276614,88.159534390540273,129.80703507952529,236.84459265109047,144.82496352966623,1.6194969834149557,7.0235422894346245E-3,1.4060701409197172E-8,4.9566384890226398E-2]
[1158,"19:17:00",3.9130934959053816,null,2.6046985307427568,1.0853155673948766E-5,2.8925609977906814E-3,3.9130934959053816,88.163618793283121,128.03861871146538,235.26410372289553,145.74038740375042,1.4945982862645992,6.3211880604911626E-3,1.2654631268277455E-8,4.4609746401203756E-2]
[1159,"19:18:00",3.7752813415586788,null,2.4642024325512941,9.7678401065538896E-6,2.6033048980116133E-3,3.7752813415586788,87.030810991103252,125.02001227244774,233.56945146828178,146.97202035526988,1.3574257577182003,5.6890692544420461E-3,1.1389168141449709E-8,4.0148771761083384E-2]
[1160,"19:19:00",3.6204375192695712,null,2.2640960473283913,8.7910560958985013E-6,2.3429744082104518E-3,3.6204375192695712,85.924894046045665,122.56905093167757,231.23519003727392,148.5871062225749,1.22792138208936,5.1201623289978413E-3,1.0250251327304739E-8,3.6133894584975047E-2]
[1161,"19:20:00",3.4377888707972044,null,2.1664626114187939,7.911950486308652E-6,2.1086769673894067E-3,3.4377888707972044,84.719549874595401,119.81951812244536,228.25722920005046,149.18208212375492,1.1236547444759937,4.6081460960980571E-3,9.2252261945742651E-9,3.2520505126477542E-2]
[1162,"19:21:00",3.279643285452408,null,1.9610216420249615,7.120755437677787E-6,1.8978092706504661E-3,3.279643285452408,83.924910408376093,116.20826562050355,226.42961571608063,149.77937531518805,1.0175274701713741,4.1473314864882514E-3,8.3027035751168386E-9,2.9268454613829788E-2]
[1163,"19:22:00",3.1558377637080093,null,1.8022756637355515,6.4086798939100081E-6,1.7080283435854196E-3,3.1558377637080093,83.777976771102928,112.89651269736922,224.49553933734367,151.44113504929425,0.92201292329721629,3.7325983378394263E-3,7.4724332176051544E-9,2.6341609152446811E-2]
[1164,"19:23:00",3.0444127941380508,null,1.6330695207018402,5.7678119045190076E-6,1.5372255092268776E-3,3.0444127941380508,82.68845881811373,110.69438507875535,222.48833006913662,153.36280676165003,0.82981163096749466,3.3593385040554839E-3,6.7251898958446392E-9,2.3707448237202128E-2]
[1165,"19:24:00",2.9316539130434895,null,1.4772244979529452,5.1910307140671072E-6,1.3835029583041899E-3,2.9316539130434895,81.942864279075792,117.08335874129001,220.05802275802375,154.55507070218425,0.74683046787074525,3.0234046536499358E-3,6.0526709062601755E-9,2.1336703413481917E-2]
[1166,"19:25:00",2.8054072167121324,null,1.3463874241342133,4.6719276426603962E-6,1.245152662473771E-3,2.8054072167121324,80.604721802584237,116.618878915745,216.91989473759247,155.86912845130172,0.67214742108367076,2.7210641882849424E-3,5.4474038156341582E-9,1.9203033072133727E-2]
[1167,"19:26:00",2.7475508069076793,null,1.2117486817207921,4.2047348783943568E-6,1.120637396226394E-3,2.7475508069076793,79.505496875743788,113.56908895507871,214.82525938980984,157.05801974435514,0.60493267897530367,2.4489577694564481E-3,4.9026634340707426E-9,1.7282729764920356E-2]
[1168,"19:27:00",2.7510566248069996,null,1.0905738135487129,3.7842613905549212E-6,1.0085736566037547E-3,2.7510566248069996,79.029049208433079,110.41652805151421,212.79831053823116,158.94333257704852,0.54443941107777327,2.2040619925108034E-3,4.4123970906636688E-9,1.555445678842832E-2]
[1169,"19:28:00",2.7542118609163877,null,0.98151643219384155,3.405835251499429E-6,9.0771629094337923E-4,2.7542118609163877,77.723119995597571,106.55370291359912,210.63379167923227,160.20136290576946,0.48999546996999593,1.9836557932597231E-3,3.971157381597302E-9,1.3999011109585489E-2]
[1170,"19:29:00",2.6889985662889822,null,0.88336478897445736,3.0652517263494863E-6,8.1694466184904129E-4,2.6889985662889822,76.016592450383513,102.59530833024702,207.65415579744186,160.70977123189172,0.44099592297299633,1.7852902139337508E-3,3.574041643437572E-9,1.2599109998626941E-2]
[1171,"19:30:00",2.6117811079793278,null,0.79502831007701169,2.758726553714538E-6,7.3525019566413714E-4,2.6117811079793278,75.37032108376313,98.04409506314029,205.53448759318599,161.26620499737444,0.39689633067569668,1.6067611925403757E-3,3.2166374790938151E-9,1.1339198998764247E-2]
[1172,"19:31:00",2.5670490869259632,null,0.71552547906931052,2.4828538983430842E-6,6.6172517609772348E-4,2.5670490869259632,74.430264683394626,94.559723398623134,203.41071717859398,161.760189966387,0.35720669760812701,1.4460850732863381E-3,2.8949737311844336E-9,1.0205279098887823E-2]
[1173,"19:32:00",2.5145029850342091,null,0.64397293116237952,2.2345685085087757E-6,5.9555265848795118E-4,2.5145029850342091,72.324100397672368,91.880878133956131,200.61028877128149,162.1862507426975,0.32148602784731434,1.3014765659577043E-3,2.6054763580659904E-9,9.1847511889990401E-3]
[1174,"19:33:00",2.4114458883587915,null,0.57957563804614154,2.011111657657898E-6,5.3599739263915608E-4,2.4114458883587915,71.435546787958842,89.432866004154263,197.66381525304004,162.23605675973636,0.28933742506258292,1.171328909361934E-3,2.3449287222593915E-9,8.2662760700991361E-3]
[1175,"19:34:00",2.3186945013509157,null,0.5216180742415274,1.8100004918921082E-6,4.8239765337524049E-4,2.3186945013509157,69.381973188264524,87.544588864188057,194.38193232392743,161.28674155007133,0.26040368255632462,1.0541960184257406E-3,2.1104358500334523E-9,7.4396484630892224E-3]
[1176,"19:35:00",2.2476946496044961,null,0.46945626681737468,1.6290004427028975E-6,4.3415788803771645E-4,2.2476946496044961,68.719768453666589,86.599014407700892,192.24978767551909,160.08661201176341,0.23436331430069215,9.4877641658316653E-4,1.8993922650301074E-9,6.6956836167803005E-3]
[1177,"19:36:00",2.1713183864720498,null,0.42251064013563722,1.4661003984326077E-6,3.9074209923394481E-4,2.1713183864720498,66.906959851708123,85.160852163708142,190.1641277556235,158.72237372318477,0.21092698287062295,8.5389877492484995E-4,1.7094530385270966E-9,6.0261152551022703E-3]
[1178,"19:37:00",2.0655287514419407,null,0.38025957612207351,1.3194903585893469E-6,3.5166788931055034E-4,2.0655287514419407,66.059931087606657,84.712819620677166,187.03334883015884,157.8342580549679,0.18983428458356066,7.6850889743236496E-4,1.538507734674387E-9,5.4235037295920436E-3]
[1179,"19:38:00",1.9393161782882555,null,0.34223361850986617,1.1875413227304122E-6,3.1650110037949531E-4,1.9393161782882555,65.118399114710257,83.939080230630921,184.84551535095156,156.41113498384613,0.17085085612520459,6.9165800768912847E-4,1.3846569612069483E-9,4.8811533566328396E-3]
[1180,"19:39:00",1.8196756585772584,null,0.30801025665887954,1.0687871904573711E-6,2.8485099034154576E-4,1.8196756585772584,64.079527114005842,82.81643838188424,182.2095462743525,155.42673230089122,0.15376577051268414,6.2249220692021565E-4,1.2461912650862534E-9,4.3930380209695561E-3]
[1181,"19:40:00",1.7305246899428146,null,0.27720923099299161,9.6190847141163406E-7,2.5636589130739122E-4,1.7305246899428146,61.958530808244909,81.657856677484887,180.07233493305006,154.34360496923961,0.13838919346141573,5.6024298622819413E-4,1.1215721385776281E-9,3.953734218872601E-3]
[1182,"19:41:00",1.6563380220444957,null,0.24948830789369245,8.6571762427047065E-7,2.307293021766521E-4,1.6563380220444957,60.797082100589364,79.225152445893642,178.00064068535056,152.48542550258907,0.12455027411527417,5.0421868760537473E-4,1.0094149247198654E-9,3.558360796985341E-3]
[1183,"19:42:00",1.5958082251768073,null,0.2245394771043232,7.7914586184342364E-7,2.076563719589869E-4,1.5958082251768073,58.565767140042155,76.967854791636313,175.81494276671782,150.35597627508409,0.11209524670374675,4.5379681884483728E-4,9.0847343224787887E-10,3.2025247172868068E-3]
[1184,"19:43:00",1.510518500776955,null,0.20208552939389088,7.0123127565908132E-7,1.8689073476308823E-4,1.510518500776955,56.248698864148295,74.343091941256873,172.81000793828824,147.97614418102299,0.10088572203337208,4.0841713696035354E-4,8.1762608902309096E-10,2.8822722455581263E-3]
[1185,"19:44:00",1.4337577488170881,null,0.18187697645450179,6.311081480931732E-7,1.6820166128677942E-4,1.4337577488170881,55.015889448314518,71.529954698425129,169.53108691740863,145.62427637546949,9.0797149830034868E-2,3.6757542326431821E-4,7.3586348012078189E-10,2.5940450210023137E-3]
[1186,"19:45:00",1.4017241775524751,null,0.16368927880905162,5.6799733328385585E-7,1.5138149515810147E-4,1.4017241775524751,53.857022442569971,67.978660583563084,167.42013368221077,143.70532713147725,8.1717434847031381E-2,3.308178809378864E-4,6.6227713210870367E-10,2.3346405189020826E-3]
[1187,"19:46:00",1.3728939634143236,null,0.14732035092814647,5.1119759995547026E-7,1.3624334564229132E-4,1.3728939634143236,52.671887443796372,65.029565811217523,164.19248646389201,140.82950114440374,7.3545691362328247E-2,2.9773609284409775E-4,5.9604941889783335E-10,2.1011764670118742E-3]
[1188,"19:47:00",1.3098956651907196,null,0.13258831583533182,4.6007783995992325E-7,1.2261901107806219E-4,1.3098956651907196,51.599027770461653,62.035682869011794,161.72616750500279,137.61120099334227,6.6191122226095425E-2,2.6796248355968796E-4,5.3644447700805005E-10,1.8910588203106869E-3]
[1189,"19:48:00",1.2284334994036881,null,0.11932948425179864,4.1407005596393095E-7,1.1035710997025597E-4,1.2284334994036881,49.676176003547333,59.038541965533462,159.7225494727642,134.14648897506274,5.9572010003485887E-2,2.4116623520371917E-4,4.8280002930724508E-10,1.7019529382796183E-3]
[1190,"19:49:00",1.148879348934793,null,0.10739653582661877,3.7266305036753787E-7,9.9321398973230369E-5,1.148879348934793,48.940127311884005,56.334876596494766,157.59150393710888,131.07777589908966,5.3614809003137302E-2,2.1704961168334726E-4,4.3452002637652059E-10,1.5317576444516564E-3]
[1191,"19:50:00",1.0835188147733541,null,9.6656882243956896E-2,3.353967453307841E-7,8.9389259075907328E-5,1.0835188147733541,48.178817598884088,54.698553472367749,154.56184344207961,127.81555571274515,4.8253328102823574E-2,1.9534465051501254E-4,3.9106802373886851E-10,1.3785818800064909E-3]
[1192,"19:51:00",1.0184561327674924,null,8.6991194019561208E-2,3.0185707079770571E-7,8.0450333168316602E-5,1.0184561327674924,47.413298662482006,52.688433614022578,151.05083884640683,123.58239339098236,4.3427995292541217E-2,1.7581018546351129E-4,3.5196122136498165E-10,1.2407236920058417E-3]
[1193,"19:52:00",0.92889781957080408,null,7.8292074617605095E-2,2.7167136371793514E-7,7.2405299851484946E-5,0.92889781957080408,46.724331619720132,52.380648678523642,149.13857112387555,120.16158309851498,3.9085195763287096E-2,1.5822916691716015E-4,3.167650992284835E-10,1.1166513228052575E-3]
[1194,"19:53:00",0.85453353820929323,null,7.0462867155844586E-2,2.4450422734614163E-7,6.5164769866336454E-5,0.85453353820929323,45.783089329940502,53.221789895876356,146.33662349635131,116.90383695907366,3.517667618695839E-2,1.4240625022544413E-4,2.8508858930563515E-10,1.0049861905247319E-3]
[1195,"19:54:00",0.7753183845313435,null,6.3416580440260134E-2,2.2005380461152748E-7,5.8648292879702808E-5,0.7753183845313435,44.602322968967933,55.035338597939116,143.24057940233138,113.06997486961161,3.165900856826255E-2,1.2816562520289972E-4,2.5657973037507165E-10,9.0448757147225866E-4]
[1196,"19:55:00",0.69778654607820911,null,5.7074922396234122E-2,1.9804842415037474E-7,5.2783463591732527E-5,0.69778654607820911,44.114302509839689,56.463752064805362,140.31822281707875,109.37261788558014,2.8493107711436295E-2,1.1534906268260975E-4,2.3092175733756449E-10,8.1403881432503286E-4]
[1197,"19:56:00",0.63424609161336787,null,5.1367430156610709E-2,1.7824358173533726E-7,4.7505117232559272E-5,0.63424609161336787,43.15618036432447,57.7863748136471,138.57146675851538,98.435356097022122,2.5643796940292667E-2,1.0381415641434878E-4,2.0782958160380804E-10,7.3263493289252963E-4]
[1198,"19:57:00",0.57082148245203113,null,4.623068714094964E-2,1.6041922356180354E-7,4.2754605509303346E-5,0.57082148245203113,42.151904567271906,58.91510961621794,135.30070924282015,95.472917136489826,2.30794172462634E-2,9.3432740772913899E-5,1.8704662344342724E-10,6.593714396032767E-4]
[1199,"19:58:00",0.51373933420682805,null,4.1607618426854676E-2,1.4437730120562318E-7,3.8479144958373012E-5,0.51373933420682805,41.945976958445101,59.554033835260213,132.15324711370414,92.967213252430696,2.0771475521637061E-2,8.408946669562251E-5,1.6834196109908453E-10,5.9343429564294903E-4]
[1200,"19:59:00",0.46236540078614524,null,3.7446856584169207E-2,1.2993957108506086E-7,3.4631230462535714E-5,0.46236540078614524,41.581624852810556,59.746078419263497,129.16608860106422,90.539112227480601,1.8694327969473356E-2,7.5680520026060266E-5,1.5150776498917608E-10,5.3409086607865419E-4]
[1201,"20:00:00",0.41612886070753075,null,3.3702170925752284E-2,1.1694561397655479E-7,3.1168107416282145E-5,0.41612886070753075,40.96958701657735,59.412113124944568,127.1322777451082,87.396543244112422,1.6824895172526021E-2,6.8112468023454235E-5,1.3635698849025847E-10,4.8068177947078881E-4]
[1202,"20:01:00",0.37451597463677766,null,3.0331953833177057E-2,1.0525105257889931E-7,2.8051296674653932E-5,0.37451597463677766,39.862798412270685,58.672981203929609,124.49920133778488,84.883353763451183,1.5142405655273418E-2,6.1301221221108816E-5,1.2272128964123264E-10,4.3261360152370995E-4]
[1203,"20:02:00",0.33706437717309989,null,2.7298758449859351E-2,9.4725947321009371E-8,2.524616700718854E-5,0.33706437717309989,39.336254059935222,56.938953347208532,122.2530615689966,82.417702865865834,1.3628165089746076E-2,5.5171099098997933E-5,1.1044916067710938E-10,3.8935224137133897E-4]
[1204,"20:03:00",0.30335793945578993,null,2.4568882604873415E-2,8.525335258890844E-8,2.2721550306469686E-5,0.30335793945578993,37.935520881114549,55.786078978063856,118.70582700633521,79.438881569147412,1.226534858077147E-2,4.965398918909814E-5,9.9404244609398441E-11,3.5041701723420506E-4]
[1205,"20:04:00",0.27302214551021092,null,2.2111994344386075E-2,7.6728017330017595E-8,2.0449395275822717E-5,0.27302214551021092,37.657280606357588,54.55076026482778,115.83448823270365,71.494993412232674,1.1038813722694323E-2,4.4688590270188328E-5,8.9463820148458604E-11,3.1537531551078455E-4]
[1206,"20:05:00",0.24571993095918984,null,1.9900794909947467E-2,6.9055215597015838E-8,1.8404455748240445E-5,0.24571993095918984,36.758093073065581,53.198141666323522,113.25652112940399,64.345494071009412,9.934932350424891E-3,4.0219731243169493E-5,8.0517438133612744E-11,2.8383778395970613E-4]
[1207,"20:06:00",0.22114793786327086,null,1.791071541895272E-2,6.2149694037314262E-8,1.6564010173416403E-5,0.22114793786327086,36.597595579113516,52.833336960140393,111.46130419712765,57.910944663908474,8.9414391153824022E-3,3.6197758118852545E-5,7.2465694320251471E-11,2.5545400556373552E-4]
[1208,"20:07:00",0.19903314407694378,null,1.611964387705745E-2,5.5934724633582837E-8,1.4907609156074762E-5,0.19903314407694378,35.217609161155778,52.758320830044326,110.24126096613558,52.119850197517628,8.0472952038441615E-3,3.2577982306967291E-5,6.5219124888226329E-11,2.2990860500736197E-4]
[1209,"20:08:00",0.1791298296692494,null,1.4507679489351706E-2,5.0341252170224553E-8,1.3416848240467287E-5,0.1791298296692494,34.525526780501629,52.443736381927593,108.55626527113336,51.355313145295163,7.2425656834597457E-3,2.9320184076270564E-5,5.8697212399403701E-11,2.0691774450662577E-4]
[1210,"20:09:00",0.16121684670232447,null,1.3056911540416535E-2,4.5307126953202099E-8,1.2075163416420558E-5,0.16121684670232447,33.451612942173149,52.457207668661596,106.68778397717432,50.364583161332057,6.5183091151137709E-3,2.6388165668643509E-5,5.2827491159463335E-11,1.862259700559632E-4]
[1211,"20:10:00",0.14509516203209202,null,1.1751220386374881E-2,4.0776414257881888E-8,1.0867647074778502E-5,0.14509516203209202,32.250307887274687,52.870844354188023,104.51824950645884,48.991262662581661,5.8664782036023941E-3,2.3749349101779158E-5,4.7544742043517005E-11,1.6760337305036688E-4]
[1212,"20:11:00",0.13058564582888282,null,1.0576098347737393E-2,3.6698772832093698E-8,9.7808823673006526E-6,0.13058564582888282,31.107318648229839,53.891888275702811,103.57266311172116,48.199886716758066,5.2798303832421551E-3,2.1374414191601243E-5,4.2790267839165304E-11,1.508430357453302E-4]
[1213,"20:12:00",0.11752708124599455,null,9.5184885129636545E-3,3.3028895548884332E-8,8.802794130570588E-6,0.11752708124599455,30.016813643453244,58.307992722058316,101.88155967286349,46.647573063392805,4.7518473449179397E-3,1.9236972772441118E-5,3.8511241055248773E-11,1.357587321707972E-4]
[1214,"20:13:00",0.10577437312139509,null,8.5666396616672896E-3,2.9726005993995899E-8,7.9225147175135297E-6,0.10577437312139509,29.016833634088389,58.816323851463814,100.64349831006933,41.982815757053523,4.2766626104261459E-3,1.7313275495197007E-5,3.4660116949723894E-11,1.2218285895371748E-4]
[1215,"20:14:00",9.519693580925559E-2,null,7.7099756955005608E-3,2.6753405394596309E-8,7.1302632457621769E-6,9.519693580925559E-2,28.40739975951012,60.250003661141655,98.812797160703028,37.784534181348171,3.8489963493835316E-3,1.5581947945677306E-5,3.1194105254751507E-11,1.0996457305834574E-4]
[1216,"20:15:00",8.5677242228330036E-2,null,6.9389781259505045E-3,2.407806485513668E-8,6.417236921185959E-6,8.5677242228330036E-2,28.421101998524932,61.63918099888491,96.392953907035064,35.321959726683815,3.4640967144451786E-3,1.4023753151109576E-5,2.8074694729276357E-11,9.8968115752511165E-5]
[1217,"20:16:00",{"$f":"H1228","v":7.7109518005497035E-2},null,6.2450803133554545E-3,2.1670258369623011E-8,5.7755132290673633E-6,7.7109518005497035E-2,28.198651413235432,62.450877065256194,94.054603798313977,33.210557764177786,3.1176870430006608E-3,1.2621377835998618E-5,2.5267225256348721E-11,8.9071304177260055E-5]
[1218,"20:17:00",6.9398566204947332E-2,null,5.6205722820199091E-3,1.9503232532660709E-8,5.1979619061606268E-6,6.9398566204947332E-2,28.17765216241482,61.871573813076282,92.573906907252109,29.889501987760006,2.8059183387005946E-3,1.1359240052398756E-5,2.2740502730713849E-11,8.0164173759534051E-5]
[1219,"20:18:00",6.2458709584452599E-2,null,2.571700809581012E-2,1.7552909279394637E-8,4.678165715544564E-6,6.2458709584452599E-2,26.793346323462156,60.726193470342878,90.30271693063824,26.900551788984007,2.5253265048305351E-3,1.0223316047158881E-5,2.0466452457642464E-11,7.2147756383580646E-5]
[1220,{"$f":"(A1231-1)/(24*60)","v":"20:19:00"},5.6212838626007337E-2,null,2.5122083409275988E-2,1.5797618351455173E-8,4.2103491439901081E-6,5.6212838626007337E-2,26.529701731704321,60.300833263323241,89.117246568140828,24.210496610085606,2.2727938543474816E-3,9.2009844424429929E-6,1.8419807211878218E-11,6.4932980745222577E-5]
[1221,"20:20:00",5.0591554763406606E-2,null,2.2609875068348391E-2,1.4217856516309657E-8,3.7893142295910974E-6,5.0591554763406606E-2,25.785805197449911,60.07868946640987,87.673574584666582,21.789446949077046,2.0455144689127333E-3,8.2808859981986936E-6,1.6577826490690397E-11,5.8439682670700318E-5]
[1222,"20:21:00",4.5532399287065949E-2,null,2.0348887561513554E-2,1.2796070864678692E-8,3.4103828066319879E-6,4.5532399287065949E-2,25.480948661469572,60.156642815911468,86.380319146463592,19.610502254169344,1.8409630220214601E-3,7.4527973983788246E-6,1.4920043841621358E-11,5.2595714403630288E-5]
[1223,"20:22:00",4.0979159358359357E-2,null,1.8313998805362199E-2,1.1516463778210823E-8,3.0693445259687893E-6,4.0979159358359357E-2,24.335311318668566,59.571980578998058,84.493704773321141,18.915803633214079,1.6568667198193141E-3,6.7075176585409424E-6,1.3428039457459222E-11,4.7336142963267257E-5]
[1224,"20:23:00",3.688124342252342E-2,null,1.6482598924825981E-2,1.0364817400389741E-8,2.7624100733719106E-6,3.688124342252342E-2,23.940721570163529,59.904574772685166,82.116167715788833,17.487550248576145,1.4911800478373826E-3,6.0367658926868479E-6,1.20852355117133E-11,4.260252866694053E-5]
[1225,"20:24:00",3.3193119080271082E-2,null,1.4834339032343383E-2,9.3283356603507669E-9,2.4861690660347197E-6,3.3193119080271082E-2,22.38067594055196,60.061754471930321,79.617972575069345,16.721025791650661,1.3420620430536444E-3,5.4330893034181636E-6,1.087671196054197E-11,3.8342275800246478E-5]
[1226,"20:25:00",2.9873807172243975E-2,null,1.3350905129109046E-2,8.3955020943156906E-9,2.2375521594312479E-6,2.9873807172243975E-2,20.84695614770526,59.918906051104486,78.036704721248938,16.061966711478515,1.2078558387482799E-3,4.8897803730763473E-6,9.7890407644877741E-12,3.4508048220221831E-5]
[1227,"20:26:00",2.6886426455019579E-2,null,1.2015814616198143E-2,7.5559518848841225E-9,2.0137969434881232E-6,2.6886426455019579E-2,20.380975056250165,59.024368809031145,75.50808155137014,15.438000608262794,1.0870702548734519E-3,4.4008023357687129E-6,8.810136688038997E-12,3.1057243398199651E-5]
[1228,"20:27:00",2.419778380951762E-2,null,1.0814233154578329E-2,6.8003566963957103E-9,1.8124172491393109E-6,2.419778380951762E-2,20.017168589138329,58.410778897732527,74.134210880974351,15.074162705639646,9.7836322938610679E-4,3.9607221021918419E-6,7.9291230192350978E-12,2.7951519058379686E-5]
[1229,"20:28:00",2.1778005428565859E-2,null,9.7328098391204956E-3,6.1203210267561397E-9,1.6311755242253799E-6,2.1778005428565859E-2,19.67745543811024,57.475561145898723,71.637614133697227,13.931207642465512,8.8052690644749613E-4,3.5646498919726576E-6,7.136210717311588E-12,2.5156367152541718E-5]
[1230,"20:29:00",1.9600204885709273E-2,null,8.7595288552084465E-3,5.5082889240805262E-9,1.4680579718028418E-6,1.9600204885709273E-2,18.420295917629904,55.762598613462174,70.403720274038434,13.649996172347382,7.9247421580274648E-4,3.2081849027753919E-6,6.4225896455804291E-12,2.2640730437287546E-5]
[1231,"20:30:00",1.7640184397138346E-2,null,7.8835759696876014E-3,4.9574600316724739E-9,1.3212521746225577E-6,1.7640184397138346E-2,17.486583891784882,54.684259360636467,67.884709406912918,12.674221561216161,7.1322679422247182E-4,2.8873664124978527E-6,5.7803306810223864E-12,2.0376657393558792E-5]
[1232,"20:31:00",1.5876165957424512E-2,null,7.0952183727188414E-3,4.4617140285052266E-9,1.1891269571603019E-6,1.5876165957424512E-2,17.276299831219674,53.602601002697824,66.575066514927684,12.438368409153385,6.4190411480022466E-4,2.5986297712480677E-6,5.202297612920148E-12,1.8338991654202912E-5]
[1233,"20:32:00",1.4288549361682062E-2,null,6.3856965354469573E-3,4.0155426256547039E-9,1.0702142614442716E-6,1.4288549361682062E-2,16.48156207527056,52.474665884117492,64.179563571320656,11.577518376061228,5.777137033202022E-4,2.3387667941232611E-6,4.682067851628133E-12,1.6505092488782622E-5]
[1234,"20:33:00",1.2859694425513856E-2,null,5.7471268819022621E-3,3.6139883630892338E-9,9.6319283529984447E-7,1.2859694425513856E-2,15.593330279517186,51.150450638479185,62.25215553877355,11.420522611453155,5.1994233298818197E-4,2.104890114710935E-6,4.2138610664653195E-12,1.4854583239904361E-5]
[1235,"20:34:00",1.1573724982962471E-2,null,5.1724141937120362E-3,3.2525895267803103E-9,8.6687355176986009E-7,1.1573724982962471E-2,15.244961359078898,49.884554897141037,60.900475141146195,10.933290744823831,4.6794809968936379E-4,1.8944011032398415E-6,3.7924749598187877E-12,1.3369124915913925E-5]
[1236,"20:35:00",1.0416352484666224E-2,null,4.6551727743408327E-3,2.9273305741022793E-9,7.8018619659287411E-7,1.0416352484666224E-2,14.937667505122908,47.892696888200859,58.380560073320638,10.025216875972703,4.211532897204274E-4,1.7049609929158575E-6,3.413227463836909E-12,1.2032212424322533E-5]
[1237,"20:36:00",9.3747172361996027E-3,null,4.1896554969067497E-3,2.6345975166920515E-9,7.0216757693358673E-7,9.3747172361996027E-3,14.611575677553738,46.736319426553628,55.149120276926077,9.8937727259120543,3.7903796074838469E-4,1.5344648936242719E-6,3.0719047174532183E-12,1.0828991181890281E-5]
[1238,"20:37:00",8.4372455125796431E-3,null,3.7706899472160749E-3,2.3711377650228463E-9,6.3195081924022812E-7,8.4372455125796431E-3,13.52111751546853,45.541137496105293,51.74668459811042,9.2380438488591778,3.4113416467354622E-4,1.3810184042618446E-6,2.7647142457078966E-12,9.7460920637012529E-6]
[1239,"20:38:00",7.5935209613216788E-3,null,3.3936209524944674E-3,2.1340239885205617E-9,5.6875573731620535E-7,7.5935209613216788E-3,12.181293064001739,43.835416996006487,47.881467909081849,9.0123490430595652,3.0702074820619158E-4,1.2429165638356601E-6,2.4882428211371069E-12,8.7714828573311278E-6]
[1240,"20:39:00",6.834168865189511E-3,null,3.0542588572450209E-3,1.9206215896685055E-9,5.1188016358458483E-7,6.834168865189511E-3,11.723088169375247,42.022196760944411,45.051355061349931,8.7165961448266067,2.7631867338557241E-4,1.1186249074520941E-6,2.2394185390233962E-12,7.8943345715980155E-6]
[1241,"20:40:00",6.1507519786705598E-3,null,2.7488329715205186E-3,1.7285594307016549E-9,4.6069214722612634E-7,6.1507519786705598E-3,11.502386198293435,40.359296504710812,42.387051311806736,8.4937078163546875,2.4868680604701518E-4,1.0067624167068846E-6,2.0154766851210567E-12,7.1049011144382141E-6]
[1242,"20:41:00",5.5356767808035041E-3,null,2.4739496743684669E-3,1.5557034876314894E-9,4.1462293250351369E-7,5.5356767808035041E-3,11.22946329043919,39.523934099723128,39.655529541679535,8.1757170205285448,2.2381812544231366E-4,9.0608617503619618E-7,1.8139290166089512E-12,6.394411002994393E-6]
[1243,"20:42:00",4.982109102723154E-3,null,2.2265547069316204E-3,1.4001331388683405E-9,3.7316063925316235E-7,4.982109102723154E-3,10.93449423724366,38.802920770927578,37.24044922850279,7.8955744127902658,2.014363128980823E-4,8.154775575325766E-7,1.6325361149480562E-12,5.7549699026949535E-6]
[1244,"20:43:00",4.4838981924508383E-3,null,2.0038992362384584E-3,1.2601198249815064E-9,3.3584457532784611E-7,4.4838981924508383E-3,10.582443720227058,38.011853699938342,35.684457169727224,7.1245424721068096,1.8129268160827408E-4,7.3392980177931899E-7,1.4692825034532507E-12,5.179472912425458E-6]
[1245,"20:44:00",4.0355083732057546E-3,null,1.8035093126146126E-3,1.1341078424833559E-9,3.022601177950615E-7,4.0355083732057546E-3,10.216259866469123,36.52768149827947,33.172344136317733,6.9187045312010609,1.6316341344744669E-4,6.6053682160138706E-7,1.3223542531079257E-12,4.6615256211829124E-6]
[1246,"20:45:00",3.6319575358851794E-3,null,1.6231583813531513E-3,1.0206970582350203E-9,2.7203410601555534E-7,3.6319575358851794E-3,9.2069211799022721,35.958089198366068,31.887434895110278,6.7149247839525374,1.4684707210270201E-4,5.9448313944124839E-7,1.1901188277971332E-12,4.1953730590646213E-6]
[1247,"20:46:00",3.2687617822966617E-3,null,1.4608425432178361E-3,9.1862735241151825E-10,2.4483069541399983E-7,3.2687617822966617E-3,8.823847174476132,35.352639394130051,30.706252898519171,6.111296205026659,1.3216236489243182E-4,5.3503482549712361E-7,1.0711069450174199E-12,3.7758357531581592E-6]
[1248,"20:47:00",2.9418856040669956E-3,null,1.3147582888960526E-3,8.2676461717036645E-10,2.2034762587259984E-7,2.9418856040669956E-3,8.5469444631015161,34.084861264043219,29.569087081323502,5.9264426007593451,1.1894612840318864E-4,4.8153134294741127E-7,9.6399625051567803E-13,3.3982521778423431E-6]
[1249,"20:48:00",2.6476970436602959E-3,null,1.1832824600064473E-3,7.4408815545332983E-10,1.9831286328533987E-7,2.6476970436602959E-3,8.4213614975042557,33.462953506779527,28.625978040549551,5.6241575516514288,1.0705151556286978E-4,4.3337820865267016E-7,8.6759662546411025E-13,3.0584269600581088E-6]
[1250,"20:49:00",2.3829273392942663E-3,null,1.0649542140058026E-3,6.696793399079969E-10,1.784815769568059E-7,2.3829273392942663E-3,8.2465221388304908,32.909285681431165,27.690601343977509,5.2842370901035354,9.6346364006582813E-5,3.9004038778740314E-7,7.8083696291769925E-13,2.7525842640522981E-6]
[1251,"20:50:00",2.1446346053648397E-3,null,9.5845879260522237E-4,6.0271140591719723E-10,1.6063341926112532E-7,2.1446346053648397E-3,8.0768794330803768,31.552194431708458,26.756134791733079,5.0091214865619316,8.671172760592453E-5,3.5103634900866286E-7,7.0275326662592931E-13,2.4773258376470684E-6]
[1252,"20:51:00",1.9301711448283557E-3,null,8.6261291334470012E-4,5.4244026532547756E-10,1.445700773350128E-7,1.9301711448283557E-3,7.2939551901383597,30.386389012890639,25.458026042784383,4.7985685488737566,7.8040554845332078E-5,3.1593271410779658E-7,6.3247793996333636E-13,2.2295932538823616E-6]
[1253,"20:52:00",1.7371540303455202E-3,null,7.763516220102301E-4,4.8819623879292979E-10,1.3011306960151153E-7,1.7371540303455202E-3,7.1700416771975224,28.966464634917006,24.728291515593344,4.5349687893232948,7.0236499360798869E-5,2.8433944269701696E-7,5.6923014596700274E-13,2.0066339284941254E-6]
[1254,"20:53:00",1.5634386273109683E-3,null,6.9871645980920714E-4,4.3937661491363682E-10,1.1710176264136039E-7,1.5634386273109683E-3,6.6322435112363456,28.071708544655287,22.904044584111524,4.3347800158597156,6.3212849424718989E-5,2.5590549842731525E-7,5.123071313703025E-13,1.8059705356447129E-6]
[1255,"20:54:00",1.4070947645798714E-3,null,6.2884481382828648E-4,3.9543895342227316E-10,1.0539158637722435E-7,1.4070947645798714E-3,6.2038017605155433,27.352817414310849,21.663734634825133,4.1237973078909933,5.6891564482247093E-5,2.3031494858458374E-7,4.6107641823327227E-13,1.6253734820802416E-6]
[1256,"20:55:00",1.2663852881218843E-3,null,5.6596033244545789E-4,3.5589505808004586E-10,9.4852427739501924E-8,1.2663852881218843E-3,6.0221739972600101,26.545134816861694,19.99773925552536,3.8906235788604691,5.1202408034022384E-5,2.0728345372612537E-7,4.1496877640994505E-13,1.4628361338722175E-6]
[1257,"20:56:00",1.1397467593096959E-3,null,5.0936429920091209E-4,3.2030555227204127E-10,8.5367184965551735E-8,1.1397467593096959E-3,5.8154197065504274,25.836935193207754,19.560914319840986,3.742582019657589,4.608216723062015E-5,1.8655510835351284E-7,3.7347189876895053E-13,1.3165525204849958E-6]
[1258,"20:57:00",1.0257720833787263E-3,null,4.584278692808209E-4,2.8827499704483716E-10,7.6830466468996561E-8,1.0257720833787263E-3,5.740494042200317,25.298421231687268,18.506713261086865,3.584580913028744,4.1473950507558134E-5,1.6789959751816156E-7,3.3612470889205549E-13,1.1848972684364963E-6]
[1259,"20:58:00",9.231948750408537E-4,null,4.1258508235273881E-4,2.5944749734035346E-10,6.9147419822096908E-8,9.231948750408537E-4,5.5866714503429566,24.313380629819811,17.570219638835603,3.3990907205715426,3.732655545680232E-5,1.511096377663454E-7,3.0251223800284995E-13,1.0664075415928466E-6]
[1260,"20:59:00",8.3087538753676832E-4,null,3.7132657411746494E-4,2.335027476063181E-10,6.2232677839887224E-8,8.3087538753676832E-4,5.4297056126054137,23.08695742279486,16.115844168863788,3.1888602435804594,3.359389991112209E-5,1.3599867398971086E-7,2.7226101420256497E-13,9.5976678743356209E-7]
[1261,"21:00:00",7.4778784878309153E-4,null,3.3419391670571843E-4,2.101524728456863E-10,5.6009410055898504E-8,7.4778784878309153E-4,5.2759600574483878,22.668998832614985,15.86342799538561,3.0737549179986585,3.0234509920009882E-5,1.2239880659073978E-7,2.4503491278230848E-13,8.6379010869020586E-7]
[1262,"21:01:00",6.7300906390478242E-4,null,3.0077452503514662E-4,1.8913722556111766E-10,5.0408469050308653E-8,6.7300906390478242E-4,5.199403747443295,22.175444896619116,15.080109773941532,2.8404815239485028,2.7211058928008893E-5,1.101589259316658E-7,2.2053142150407764E-13,7.7741109782118529E-7]
[1263,"21:02:00",6.0570815751430417E-4,null,2.7069707253163199E-4,1.7022350300500588E-10,4.5367622145277789E-8,6.0570815751430417E-4,5.1057393889343183,21.706482674718433,13.788355891884292,2.6738246717550687,2.4489953035208004E-5,9.9143033338499225E-8,1.9847827935366989E-13,6.9966998803906677E-7]
[1264,"21:03:00",5.4513734176287376E-4,null,2.436273652784688E-4,1.532011527045053E-10,4.0830859930750013E-8,5.4513734176287376E-4,4.9350520438595522,21.13621244374561,13.286836014670962,2.5979356084911531,2.2040957731687206E-5,8.9228730004649309E-8,1.7863045141830289E-13,6.2970298923516009E-7]
[1265,"21:04:00",4.9062360758658644E-4,null,2.1926462875062193E-4,1.3788103743405477E-10,3.6747773937675011E-8,4.9062360758658644E-4,4.756669729946009,20.548678197356889,11.995203414395005,2.4432460529787989,1.9836861958518485E-5,8.0305857004184384E-8,1.607674062764726E-13,5.6673269031164408E-7]
[1266,"21:05:00",4.4156124682792782E-4,null,1.9733816587555973E-4,1.240929336906493E-10,3.307299654390751E-8,4.4156124682792782E-4,4.4787343591433331,19.989084444546251,10.900787078292266,2.3596019443735758,1.7853175762666638E-5,7.2275271303765954E-8,1.4469066564882536E-13,5.1005942128047968E-7]
[1267,"21:06:00",3.9740512214513502E-4,null,1.7760434928800376E-4,1.1168364032158437E-10,2.9765696889516761E-8,3.9740512214513502E-4,4.117439322171947,19.343295087310867,9.9033359732786685,2.2347948518573002,1.6067858186399975E-5,6.5047744173389364E-8,1.3022159908394282E-13,4.5905347915243172E-7]
[1268,"21:07:00",3.5766460993062152E-4,null,1.5984391435920338E-4,1.0051527628942593E-10,2.6789127200565084E-8,3.5766460993062152E-4,3.8168484918758345,17.897056284451363,9.5740609925889864,2.1224684685926523,1.4461072367759979E-5,5.8542969756050429E-8,1.1719943917554854E-13,4.1314813123718856E-7]
[1269,"21:08:00",3.2189814893755938E-4,null,1.4385952292328305E-4,9.0463748660483333E-11,2.4110214480508577E-8,3.2189814893755938E-4,3.4969783442454108,17.04043199679602,9.7410405363354577,2.0153256270701481,1.3014965130983981E-5,5.2688672780445389E-8,1.0547949525799368E-13,3.7183331811346973E-7]
[1270,"21:09:00",2.8970833404380343E-4,null,1.2947357063095475E-4,8.1417373794435005E-11,2.169919303245772E-8,2.8970833404380343E-4,3.499454410425118,15.787428492856165,9.7862181561333124,1.9126588654590957,1.1713468617885583E-5,4.7419805502400848E-8,9.4931545732194311E-14,3.3464998630212278E-7]
[1271,"21:10:00",2.6073750063942307E-4,null,1.1652621356785927E-4,7.3275636414991504E-11,1.9529273729211948E-8,2.6073750063942307E-4,3.4152934714120251,15.092239529984123,9.6786738780566033,1.8635479824608541,1.0542121756097024E-5,4.2677824952160764E-8,8.5438391158974878E-14,3.0118498767191051E-7]
[1272,"21:11:00",2.3466375057548078E-4,null,1.0487359221107335E-4,6.5948072773492352E-11,1.7576346356290753E-8,2.3466375057548078E-4,3.3333104280199066,14.676588384297721,9.6745115531171546,1.8008226826965188,9.4879095804873225E-6,3.8410042456944686E-8,7.6894552043077386E-14,2.7106648890471946E-7]
[1273,"21:12:00",2.1119737551793271E-4,null,9.4386232989966012E-5,5.9353265496143124E-11,1.5818711720661678E-8,2.1119737551793271E-4,3.2595256889669999,13.548816139686615,8.8059261989014015,1.657791415618006,8.5391186224385904E-6,3.4569038211250218E-8,6.920509683876965E-14,2.4395984001424754E-7]
[1274,"21:13:00",1.9007763796613945E-4,null,8.4947609690969408E-5,5.341793894652881E-11,1.423684054859551E-8,1.9007763796613945E-4,3.1435920171268799,12.472006334532955,8.7223090009167787,1.5908780751521678,7.6852067601947317E-6,3.1112134390125195E-8,6.2284587154892689E-14,2.1956385601282278E-7]
[1275,"21:14:00",1.7106987416952552E-4,null,7.6452848721872464E-5,4.8076145051875929E-11,1.2813156493735959E-8,1.7106987416952552E-4,3.1814067160184401,11.404011702838234,8.5544259020335964,1.4750794671084249,6.9166860841752589E-6,2.8000920951112675E-8,5.6056128439403419E-14,1.976074704115405E-7]
[1276,"21:15:00",1.5396288675257296E-4,null,6.8807563849685225E-5,4.326853054668834E-11,1.1531840844362364E-8,1.5396288675257296E-4,3.0362339432622689,11.036011340888763,8.5020078899247196,1.4387246223186645,6.2250174757577333E-6,2.5200828856001408E-8,5.0450515595463076E-14,1.7784672337038646E-7]
[1277,"21:16:00",1.3856659807731566E-4,null,6.1926807464716702E-5,3.8941677492019509E-11,1.0378656759926128E-8,1.3856659807731566E-4,2.9365803374873733,10.754149308209799,8.3807296110793423,1.3689542578365081,5.6025157281819601E-6,2.2680745970401269E-8,4.5405464035916769E-14,1.6006205103334781E-7]
[1278,"21:17:00",1.247099382695841E-4,null,5.5734126718245033E-5,3.5047509742817561E-11,9.3407910839335158E-9,1.247099382695841E-4,2.7047370052957955,9.7653127763317666,8.0800857442859826,1.3556883305346075,5.0422641553637639E-6,2.0412671373361141E-8,4.086491763232509E-14,1.4405584593001303E-7]
[1279,"21:18:00",1.1223894444262569E-4,null,5.016071404642053E-5,3.1542758768535805E-11,8.4067119755401647E-9,1.1223894444262569E-4,2.6072312036118888,9.5056056964677555,7.9208484558681267,1.281934199038306,4.5380377398273879E-6,1.8371404236025029E-8,3.677842586909258E-14,1.2965026133701172E-7]
[1280,"21:19:00",1.0101504999836312E-4,null,4.5144642641778476E-5,2.8388482891682225E-11,7.5660407779861492E-9,1.0101504999836312E-4,2.5380014871622913,8.6724364270223955,7.4994630159514806,1.2217936789719692,4.0842339658446495E-6,1.6534263812422525E-8,3.3100583282183322E-14,1.1668523520331055E-7]
[1281,"21:20:00",{"$f":"H1292","v":9.0913544998526819E-5},null,4.0630178377600629E-5,2.5549634602514003E-11,6.8094367001875345E-9,9.0913544998526819E-5,2.5252221371292292,8.4724895753968159,7.3980989344338486,1.2170056112761882,3.6758105692601845E-6,1.4880837431180273E-8,2.9790524953964992E-14,1.0501671168297949E-7]
[1282,"21:21:00",8.1822190498674144E-5,null,3.6567160539840567E-5,2.2994671142262604E-11,6.1284930301687811E-9,8.1822190498674144E-5,2.4704315256082312,7.989890915022051,7.0475140470939799,1.2249836452146405,3.3082295123341662E-6,1.3392753688062246E-8,2.6811472458568493E-14,9.451504051468154E-8]
[1283,"21:22:00",7.3639971448806736E-5,null,3.2910444485856509E-5,2.0695204028036344E-11,5.5156437271519035E-9,7.3639971448806736E-5,2.594087778717574,7.5801268296233619,6.8987172417650751,1.1518236810570985,2.9774065611007495E-6,1.2053478319256021E-8,2.4130325212711643E-14,8.5063536463213385E-8]
[1284,{"$f":"(A1295-1)/(24*60)","v":"21:23:00"},6.627597430392607E-5,null,2.9619400037270859E-5,1.8625683625232709E-11,4.9640793544367134E-9,6.627597430392607E-5,2.5694616012486486,7.1064241537563628,6.6969362234601499,1.1602708114331388,2.6796659049906748E-6,1.0848130487330419E-8,2.171729269144048E-14,7.6557182816892048E-8]
[1285,"21:24:00",5.9648376873533461E-5,null,2.6657460033543773E-5,1.6763115262709439E-11,4.4676714189930423E-9,5.9648376873533461E-5,2.5905872499387859,6.7541938372653094,6.2497378947313837,1.1863987338374928,2.4116993144916073E-6,9.763317438597377E-9,1.9545563422296434E-14,6.8901464535202842E-8]
[1286,"21:25:00",5.3683539186180114E-5,null,2.3991714030189397E-5,1.5086803736438495E-11,4.0209042770937378E-9,5.3683539186180114E-5,2.628125934193259,6.5422905458391929,6.0633274044373229,1.1110480599252173,2.1705293830424467E-6,8.786985694737639E-9,1.759100708006679E-14,6.2011318081682564E-8]
[1287,"21:26:00",4.8315185267562102E-5,null,2.1592542627170457E-5,1.3578123362794646E-11,3.618813849384364E-9,4.8315185267562102E-5,2.5938577428964309,6.4194414770645993,5.9388472431104118,1.0492816542966177,1.953476444738202E-6,7.9082871252638753E-9,1.5831906372060113E-14,5.5810186273514312E-8]
[1288,"21:27:00",4.3483666740805894E-5,null,1.9433288364453411E-5,1.2220311026515182E-11,3.2569324644459275E-9,4.3483666740805894E-5,2.6495948590791998,6.2903517147341166,5.8205769234777156,0.99369188923087803,1.7581288002643819E-6,7.1174584127374877E-9,1.4248715734854103E-14,5.0229167646162879E-8]
[1289,"21:28:00",3.9135300066725303E-5,null,1.7489959528008072E-5,1.0998279923863664E-11,2.9312392180013349E-9,3.9135300066725303E-5,2.4897393785080411,6.1063070351277702,5.6462697422993777,0.95613740186494967,1.5823159202379436E-6,6.4057125714637394E-9,1.2823844161368692E-14,4.520625088154659E-8]
[1290,"21:29:00",3.5221770060052773E-5,null,1.5740963575207267E-5,9.8984519314772976E-12,2.6381152962012013E-9,3.5221770060052773E-5,2.5250754477525739,5.996243434047245,5.0878809682124198,0.88528736204447489,1.4240843282141494E-6,5.7651413143173659E-9,1.1541459745231823E-14,4.0685625793391933E-8]
[1291,"21:30:00",3.1699593054047497E-5,null,1.416686721768654E-5,8.9086067383295673E-12,2.3743037665810814E-9,3.1699593054047497E-5,2.4270102013896393,5.4584337921996795,5.0486580721968419,0.84004782531150113,1.2816758953927345E-6,5.1886271828856294E-9,1.0387313770708641E-14,3.6617063214052743E-8]
[1292,"21:31:00",2.8529633748642748E-5,null,1.2750180495917886E-5,8.0177460644966112E-12,2.1368733899229732E-9,2.8529633748642748E-5,2.4190917816535076,5.3390553997808583,4.8218640737921605,0.83638334477086007,1.1535083058534611E-6,4.6697644645970668E-9,9.3485823936377773E-15,3.2955356892647472E-8]
[1293,"21:32:00",2.5676670373778474E-5,null,1.1475162446326098E-5,7.2159714580469499E-12,1.923186050930676E-9,2.5676670373778474E-5,2.3563886052467318,4.9163029617238543,4.72890267251646,0.75898321043675365,1.038157475268115E-6,4.2027880181373601E-9,8.4137241542740001E-15,2.9659821203382727E-8]
[1294,"21:33:00",2.3109003336400626E-5,null,1.0327646201693488E-5,6.4943743122422553E-12,1.7308674458376084E-9,2.3109003336400626E-5,2.4854000418869759,4.9067142629178022,4.632950009215314,0.72013589058421756,9.3434172774130349E-7,3.7825092163236241E-9,7.5723517388466007E-15,2.6693839083044456E-8]
[1295,"21:34:00",2.0798103002760563E-5,null,9.2948815815241403E-6,5.8449368810180299E-12,1.5577807012538476E-9,2.0798103002760563E-5,2.6137976416487785,4.8670825323657674,4.4352505159155484,0.69141150099726956,6.2390410505345877E-3,3.4042582946912618E-9,6.8151165649619406E-15,2.4024455174740012E-8]
[1296,"21:35:00",1.8718292702484506E-5,null,8.3653934233717263E-6,5.2604431929162268E-12,1.4020026311284628E-9,1.8718292702484506E-5,2.5996768744474017,4.7202608729478559,4.0905912654199561,0.64079585149311213,1.7902437025542131E-2,3.0638324652221355E-9,6.1336049084657468E-15,2.1622009657266011E-8]
[1297,"21:36:00",1.6846463432236055E-5,null,7.5288540810345537E-6,4.7343988736246045E-12,1.2618023680156166E-9,1.6846463432236055E-5,2.5251533870415712,4.59435957775207,3.9286020460663766,0.61376726753494015,2.2350393465967539E-2,2.757449218699922E-9,5.520244417619172E-15,1.9459808691539412E-8]
[1298,"21:37:00",1.516181708901245E-5,null,6.7759686729310983E-6,4.2609589862621443E-12,1.1356221312140549E-9,1.516181708901245E-5,2.606286443875744,4.3759444186600307,3.5727928426508782,0.55862874092442572,3.8640854714940387E-2,2.4817042968299299E-9,4.9682199758572552E-15,1.7513827822385471E-8]
[1299,"21:38:00",1.3645635380111206E-5,null,6.0983718056379886E-6,3.8348630876359301E-12,1.0220599180926495E-9,1.3645635380111206E-5,2.6174914100228377,4.2782365706126928,3.2896156561355006,0.55210426719590533,5.3302269839015953E-2,2.2335338671469369E-9,4.4713979782715296E-15,1.5762445040146925E-8]
[1300,"21:39:00",1.2281071842100086E-5,null,5.4885346250741897E-6,3.4513767788723373E-12,9.1985392628338457E-10,1.2281071842100086E-5,2.5719993643574681,4.2088250124360069,3.2820151792746977,0.55247043912057137,6.6497543450683955E-2,2.0101804804322435E-9,4.0242581804443772E-15,1.4186200536132233E-8]
[1301,"21:40:00",1.1052964657890077E-5,null,4.9396811625667705E-6,3.1062391009851036E-12,8.2786853365504614E-10,1.1052964657890077E-5,2.4692417263340443,4.1093035999451537,3.305987561951476,0.56527629504600807,7.8373289701185164E-2,1.8091624323890193E-9,3.6218323623999392E-15,1.2767580482519011E-8]
[1302,"21:41:00",9.9476681921010691E-6,null,4.4457130463100934E-6,2.7956151908865931E-12,7.4508168028954156E-10,9.9476681921010691E-6,2.5313912641422291,4.0753108439011383,3.2349351095054124,0.56432526418566387,7.677416087404626E-2,1.6282461891501174E-9,6.23820014298288E-3,1.149082243426711E-8]
[1303,"21:42:00",8.9529013728909624E-6,null,4.0011417416790843E-6,2.5160536717979338E-12,6.7057351226058743E-10,8.9529013728909624E-6,2.6119005332663363,4.0014281550493545,3.0040692013704993,0.56970743932425694,8.762224538221125E-2,1.4654215702351057E-9,5.614380128684592E-3,1.0341740190840398E-8]
[1304,"21:43:00",8.057611235601866E-6,null,3.601027567511176E-6,2.2644483046181404E-12,6.0351616103452869E-10,8.057611235601866E-6,2.5917312786228699,3.8855953466397559,3.0866490890566305,0.54354959665029989,8.5098220986969758E-2,1.3188794132115951E-9,5.0529421158161331E-3,9.3075661717563584E-9]
[1305,"21:44:00",7.2518501120416794E-6,null,3.2409248107600585E-6,2.0380034741563262E-12,5.4316454493107579E-10,7.2518501120416794E-6,2.6662065462989126,3.8987371192725333,2.8520862779006775,0.53248383645674369,7.6588398888272791E-2,1.1869914718904357E-9,4.5476479042345199E-3,8.3768095545807236E-9]
[1306,"21:45:00",6.5266651008375112E-6,null,2.9168323296840528E-6,1.8342031267406935E-12,4.8884809043796824E-10,6.5266651008375112E-6,2.6961833009173732,3.675782102318272,2.8387112606452778,0.52857385317499139,6.8929558999445514E-2,1.0682923247013921E-9,4.0928831138110676E-3,7.5391285991226511E-9]
[1307,"21:46:00",5.8739985907537604E-6,null,2.6251490967156474E-6,1.6507828140666243E-12,4.3996328139417144E-10,5.8739985907537604E-6,2.7108749779209727,3.6851414960369451,2.8266737451154182,0.51900566732896602,6.2036603099500966E-2,9.6146309223125293E-10,3.6835948024299611E-3,6.7852157392103861E-9]
[1308,"21:47:00",5.2865987316783845E-6,null,2.3626341870440826E-6,1.4857045326599619E-12,3.9596695325475428E-10,5.2865987316783845E-6,2.6375190823208001,3.5638863433967516,2.8220781794188783,0.47939240067613043,5.5832942789550873E-2,8.653167830081277E-10,3.3152353221869652E-3,6.1066941652893473E-9]
[1309,"21:48:00",4.7579388585105465E-6,null,2.1263707683396745E-6,1.3371340793939658E-12,3.5637025792927886E-10,4.7579388585105465E-6,2.7013663657543692,3.5906735112879118,2.8672805587349868,0.46226606186698599,5.0249648510595789E-2,7.7878510470731493E-10,2.9837117899682688E-3,5.4960247487604124E-9]
[1310,"21:49:00",4.2821449726594924E-6,null,1.913733691505707E-6,1.2034206714545691E-12,3.20733232136351E-10,4.2821449726594924E-6,2.7403034396205213,3.5962564573240376,2.9079627001194841,0.42227765582326698,4.5224683659536212E-2,7.0090659423658348E-10,2.6853406109714419E-3,4.946422273884371E-9]
[1311,"21:50:00",3.8539304753935435E-6,null,1.7223603223551362E-6,1.0830786043091122E-12,2.8865990892271593E-10,3.8539304753935435E-6,2.8186359906703711,3.5765174054102991,2.9200019184269328,0.38628809038391987,4.0702215293582589E-2,6.3081593481292513E-10,2.4168065498742976E-3,4.451780046495934E-9]
[1312,"21:51:00",3.4685374278541894E-6,null,1.5501242901196227E-6,9.74770743878201E-13,2.5979391803044432E-10,3.4685374278541894E-6,2.715978393361909,3.478411968618353,2.8690225252674066,0.35389748148850747,3.6631993764224331E-2,5.6773434133163264E-10,2.1751258948868681E-3,4.0066020418463405E-9]
[1313,"21:52:00",3.1216836850687703E-6,null,1.3951118611076604E-6,8.7729366949038096E-13,2.3381452622739989E-10,3.1216836850687703E-6,2.4566678541057794,3.4581699634221668,2.7488499733060041,0.31850773333965671,3.2968794387801897E-2,5.1096090719846942E-10,1.9576133053981815E-3,3.6059418376617064E-9]
[1314,"21:53:00",2.8095153165618933E-6,null,1.2556006749968943E-6,7.8956430254134287E-13,2.104330736046599E-10,2.8095153165618933E-6,2.4767855707246205,3.2545079706276185,2.5543052779659128,0.29289516014867062,2.9671914949021709E-2,4.5986481647862251E-10,1.7618519748583633E-3,3.2453476538955358E-9]
[1315,"21:54:00",2.5285637849057041E-6,null,1.130040607497205E-6,7.106078722872086E-13,1.8938976624419391E-10,2.5285637849057041E-6,2.5875191125367416,3.2196053789405279,2.5644702577910863,0.26360564413380355,2.670472345411954E-2,4.1387833483076029E-10,1.5856667773725271E-3,2.9208128885059822E-9]
[1316,"21:55:00",2.2757074064151339E-6,null,1.0170365467474845E-6,6.3954708505848774E-13,1.7045078961977453E-10,2.2757074064151339E-6,2.5820753067518174,3.0275125378085601,2.5365676341344754,0.23724507972042319,2.4034251108707588E-2,3.7249050134768425E-10,1.4271000996352744E-3,2.6287315996553841E-9]
[1317,"21:56:00",2.0481366657736204E-6,null,9.1533289207273614E-7,5.7559237655263894E-13,1.5340571065779709E-10,2.0481366657736204E-6,2.5278375646279669,2.9224928862196289,2.4373531691333508,0.23204607234395047,2.163082599783683E-2,3.3524145121291584E-10,1.2843900896717469E-3,2.3658584396898458E-9]
[1318,"21:57:00",1.8433229991962585E-6,null,8.2379960286546257E-7,5.1803313889737509E-13,1.3806513959201739E-10,1.8433229991962585E-6,2.5470765084749232,2.6425308976777271,2.5087407426924275,0.24589246630069461,1.9467743398053149E-2,3.0171730609162427E-10,1.1559510807045723E-3,2.1292725957208611E-9]
[1319,"21:58:00",1.6589906992766327E-6,null,7.4141964257891632E-7,4.6622982500763761E-13,1.2425862563281565E-10,1.6589906992766327E-6,2.6014425680690199,2.7181644017286191,2.5297002789578529,0.25211612092909375,1.7520969058247834E-2,2.7154557548246182E-10,1.0403559726341151E-3,1.9163453361487751E-9]
[1320,"21:59:00",1.4930916293489695E-6,null,6.6727767832102472E-7,4.1960684250687387E-13,1.1183276306953408E-10,1.4930916293489695E-6,2.6749467068004478,2.8109982587206739,2.5300383565308175,0.24543000943175397,1.5768872152423053E-2,2.4439101793421565E-10,9.3632037537070363E-4,1.7247108025338976E-9]
[1321,"22:00:00",1.3437824664140726E-6,null,6.0054991048892225E-7,3.7764615825618649E-13,1.0064948676258067E-10,1.3437824664140726E-6,2.4692667376775628,2.7894447365976904,2.4747661230696609,0.22088700848857859,1.4191984937180747E-2,2.199519161407941E-10,8.4268833783363332E-4,1.5522397222805078E-9]
[1322,"22:01:00",1.2094042197726653E-6,null,5.4049491944003006E-7,3.3988154243056785E-13,9.0584538086322612E-11,1.2094042197726653E-6,2.586990361074724,2.5167384630809013,2.486835814511779,0.22961120889818934,1.2772786443462672E-2,1.979567245267147E-10,7.5841950405027003E-4,1.397015750052457E-9]
[1323,"22:02:00",1.0884637977953988E-6,null,4.864454274960271E-7,3.0589338818751109E-13,8.1526084277690351E-11,1.0884637977953988E-6,2.6188395303429228,2.6234767156573944,2.4544093283975155,0.21893738808843138,1.1495507799116405E-2,1.7816105207404323E-10,6.8257755364524301E-4,1.2573141750472113E-9]
[1324,"22:03:00",9.7961741801585898E-7,null,4.3780088474642438E-7,2.7530404936875998E-13,7.3373475849921317E-11,9.7961741801585898E-7,2.6412655844039676,2.5465732441305646,2.431463689175013,0.25885835083674769,1.0345957019204766E-2,1.6034494686663892E-10,6.1431979828071876E-4,1.1315827575424903E-9]
[1325,"22:04:00",8.8165567621427308E-7,null,3.9402079627178196E-7,2.4777364443188399E-13,6.6036128264929187E-11,8.8165567621427308E-7,2.4697666287791993,2.5947514080369052,2.4786765312255294,0.27002351694421212,9.3113613172842898E-3,1.4431045217997503E-10,5.5288781845264686E-4,1.0184244817882412E-9]
[1326,"22:05:00",7.9349010859284579E-7,null,3.5461871664460376E-7,2.2299627998869561E-13,5.9432515438436272E-11,7.9349010859284579E-7,2.3526576626633644,2.6751628610518798,2.4903551818520606,0.28007216644093014,8.3802251855558604E-3,1.2987940696197753E-10,4.9759903660738221E-4,9.1658203360941708E-10]
[1327,"22:06:00",7.1414109773356121E-7,null,3.1915684498014337E-7,2.0069665198982606E-13,5.3489263894592648E-11,7.1414109773356121E-7,2.148204797655497,2.6671928786957757,2.4883895708552708,0.28287785105530572,7.5422026670002749E-3,1.1689146626577978E-10,4.4783913294664399E-4,8.2492383024847542E-10]
[1328,"22:07:00",6.4272698796020509E-7,null,2.8724116048212903E-7,1.8062698679084347E-13,4.8140337505133385E-11,6.4272698796020509E-7,2.0260119207055753,2.7095473012677873,2.4680950158922417,0.3101666645940318,6.7879824003002475E-3,1.052023196392018E-10,4.0305521965197958E-4,7.4243144722362787E-10]
[1329,"22:08:00",5.7845428916418457E-7,null,2.5851704443391612E-7,1.6256428811175912E-13,4.332630375462005E-11,5.7845428916418457E-7,2.0396678239719317,2.6300859750525998,2.2460492146690378,0.31620099932576784,6.1091841602702226E-3,9.4682087675281623E-11,3.6274969768678166E-4,6.6818830250126505E-10]
[1330,"22:09:00",5.2060886024776613E-7,null,2.3266533999052452E-7,1.4630785930058321E-13,3.8993673379158047E-11,5.2060886024776613E-7,1.9098031393244486,2.6513873846426765,2.0462079935681543,0.29081909953617069,5.4982657442432005E-3,8.5213878907753457E-11,3.264747279181035E-4,6.0136947225113851E-10]
[1331,"22:10:00",4.6854797422298953E-7,null,2.0939880599147206E-7,1.316770733705249E-13,3.5094306041242246E-11,4.6854797422298953E-7,1.9536054257948356,2.8002373317863194,2.0640824878285877,0.35436479239818175,4.948439169818881E-3,7.6692491016978107E-11,2.9382725512629317E-4,5.4123252502602463E-10]
[1332,"22:11:00",4.216931768006906E-7,null,1.8845892539232486E-7,1.1850936603347241E-13,3.1584875437118023E-11,4.216931768006906E-7,2.0796059719680993,2.9033894008385226,2.06164402759706,0.34369201352438378,4.453595252836993E-3,6.9023241915280299E-11,2.6444452961366387E-4,4.8710927252342214E-10]
[1333,"22:12:00",3.7952385912062154E-7,null,1.6961303285309236E-7,1.0665842943012517E-13,2.8426387893406221E-11,3.7952385912062154E-7,2.1744808630906864,2.9466988562930005,2.034685626595929,0.43900140723801639,4.0082357275532934E-3,6.2120917723752269E-11,2.3800007665229748E-4,4.3839834527107993E-10]
[1334,"22:13:00",3.4157147320855937E-7,null,1.5265172956778313E-7,9.5992586487112652E-14,2.5583749104065599E-11,3.4157147320855937E-7,2.1795280703988666,2.7138436722208601,1.9548465624180862,0.44443966687813691,3.6074121547979643E-3,5.5908825951377042E-11,2.1420006898706774E-4,3.9455851074397194E-10]
[1335,"22:14:00",3.0741432588770344E-7,null,1.3738655661100482E-7,8.6393327838401394E-14,2.3025374193659039E-11,3.0741432588770344E-7,2.2581726726073321,2.7330075103744451,1.9508553100878685,0.46804860002781712,3.2466709393181681E-3,5.0317943356239337E-11,1.9278006208836096E-4,3.5510265966957475E-10]
[1336,"22:15:00",2.7667289329893308E-7,null,1.2364790094990434E-7,7.7753995054561259E-14,2.0722836774293136E-11,2.7667289329893308E-7,2.1682722106139329,2.7563041685853524,1.8854483741451527,0.51387134284066349,2.9220038453863515E-3,4.5286149020615402E-11,1.7350205587952488E-4,3.195923937026173E-10]
[1337,"22:16:00",2.490056039690398E-7,null,1.1128311085491391E-7,6.9978595549105139E-14,1.8650553096863823E-11,2.490056039690398E-7,1.9947341890240133,2.8330366467387194,1.8638222317036293,0.47477150863665818,2.6298034608477163E-3,4.075753411855386E-11,1.5615185029157238E-4,2.876331543323556E-10]
[1338,"22:17:00",2.2410504357213582E-7,null,1.0015479976942252E-7,6.2980735994194621E-14,1.678549778717744E-11,2.2410504357213582E-7,1.8260736713800807,2.9451960910812653,1.8195950120809343,0.43958165785305336,2.3668231147629449E-3,3.6681780706698476E-11,1.4053666526241514E-4,2.5886983889912007E-10]
[1339,"22:18:00",2.0169453921492225E-7,null,9.013931979248027E-8,5.6682662394775158E-14,1.5106948008459698E-11,2.0169453921492225E-7,1.6682300046080929,2.6569146821161187,1.761265009354591,0.42038719243376826,2.1301408032866503E-3,3.301360263602863E-11,1.2648299873617362E-4,2.3298285500920808E-10]
[1340,"22:19:00",1.8152508529343002E-7,null,8.1125387813232251E-8,5.1014396155297643E-14,1.3596253207613728E-11,1.8152508529343002E-7,1.6373238094146176,2.7681608178550072,1.8013956037560459,0.45245057094010155,1.9171267229579853E-3,2.9712242372425768E-11,1.1383469886255627E-4,2.0968456950828727E-10]
[1341,"22:20:00",1.6337257676408702E-7,null,7.301284903190903E-8,4.5912956539767877E-14,1.2236627886852355E-11,1.6337257676408702E-7,1.770188837721508,2.7694165448845083,1.7263600487172024,0.45049471331756508,1.7254140506621867E-3,2.6741018135183193E-11,1.0245122897630065E-4,1.8871611255745855E-10]
[1342,"22:21:00",1.4703531908767832E-7,null,6.5711564128718124E-8,4.1321660885791089E-14,1.101296509816712E-11,1.4703531908767832E-7,1.9515820528339405,2.7457829958648072,1.6711153440468982,0.44873444145728225,1.552872645595968E-3,2.4066916321664872E-11,9.2206106078670578E-5,1.6984450130171269E-10]
[1343,"22:22:00",1.323317871789105E-7,null,5.914040771584631E-8,3.7189494797211982E-14,9.9116685883504082E-12,1.323317871789105E-7,1.9293917463962196,2.7245128017470766,1.7079735981935393,0.41614829739161507,1.3975853810363713E-3,2.1660224689498386E-11,8.2985495470803524E-5,1.5286005117154143E-10]
[1344,"22:23:00",1.1909860846101946E-7,null,5.3226366944261683E-8,3.3470545317490783E-14,8.9205017295153669E-12,1.1909860846101946E-7,2.0640517634222468,2.7486589308207208,1.7101441372198585,0.47339926874841609,1.2578268429327341E-3,1.9494202220548547E-11,7.4686945923723176E-5,1.375740460543873E-10]
[1345,"22:24:00",{"$f":"H1356","v":1.0718874761491752E-7},null,4.7903730249835514E-8,3.0123490785741703E-14,8.0284515565638299E-12,1.0718874761491752E-7,1.900935786551496,2.8013922294042977,1.7120976223435458,0.52492514296953696,1.1320441586394607E-3,1.7544781998493694E-11,6.7218251331350865E-5,1.2381664144894857E-10]
[1346,"22:25:00",9.6469872853425771E-8,null,4.3113357224851965E-8,2.7111141707167534E-14,7.2256064009074469E-12,9.6469872853425771E-8,1.9456248082991783,2.8673777985628668,1.6890920556086113,0.58358573059366536,1.0188397427755146E-3,1.5790303798644324E-11,6.0496426198215783E-5,1.1143497730405371E-10]
[1347,"22:26:00",8.6822885568083202E-8,null,3.8802021502366766E-8,2.4400027536450779E-14,6.5030457608167022E-12,8.6822885568083202E-8,1.9983213244327616,2.9205266125252454,1.6190486511437125,0.56851635700577252,9.1695576849796319E-4,1.4211273418779892E-11,5.4446783578394207E-5,1.0029147957364834E-10]
[1348,{"$f":"(A1359-1)/(24*60)","v":"22:27:00"},7.8140597011274887E-8,null,3.492181935213009E-8,2.1960024782805701E-14,5.8527411847350323E-12,7.8140597011274887E-8,1.8107764920695464,3.03641343300795,1.6240624810023332,0.54871572249633449,8.2526019164816692E-4,1.2790146076901903E-11,4.9002105220554786E-5,9.0262331616283511E-11]
[1349,"22:28:00",7.0326537310147406E-8,null,3.1429637416917085E-8,1.9764022304525131E-14,5.267467066261529E-12,7.0326537310147406E-8,2.000587338307843,3.1407115714423841,1.7830173216548468,0.54337155097874146,7.427341724833503E-4,1.1511131469211712E-11,4.4101894698499305E-5,8.1236098454655163E-11]
[1350,"22:29:00",6.3293883579132662E-8,null,2.8286673675225379E-8,1.7787620074072618E-14,4.7407203596353764E-12,6.3293883579132662E-8,2.2455190963441236,3.0924249163275648,1.771634284462354,0.49527259602384693,6.6846075523501532E-4,1.0360018322290541E-11,3.9691705228649373E-5,7.3112488609189643E-11]
[1351,"22:30:00",5.6964495221219398E-8,null,2.5458006307702841E-8,1.6008858066665357E-14,4.2666483236718388E-12,5.6964495221219398E-8,2.3979047906602116,3.0674924317901451,1.8354916546992857,0.48279633761260143,6.0161467971151384E-4,9.324016490061488E-12,3.5722534705784439E-5,6.5801239748270677E-11]
[1352,"22:31:00",5.1268045699097462E-8,null,2.2912205676932558E-8,1.4407972259998821E-14,3.8399834913046547E-12,5.1268045699097462E-8,2.3187948082868473,3.1006297824297953,1.855912277780688,0.52714430666696943,5.4145321174036245E-4,8.3916148410553402E-12,3.2150281235205997E-5,5.9221115773443607E-11]
[1353,"22:32:00",4.6141241129187715E-8,null,2.0620985109239303E-8,1.2967175033998939E-14,3.4559851421741894E-12,4.6141241129187715E-8,2.2846469296500875,3.1429296991987181,1.8432889488482924,0.57329567709623497,4.8730789056632622E-4,7.5524533569498068E-12,2.8935253111685399E-5,5.3299004196099249E-11]
[1354,"22:33:00",4.1527117016268941E-8,null,1.8558886598315372E-8,1.1670457530599046E-14,3.1103866279567705E-12,4.1527117016268941E-8,2.2353882384436536,3.1622851248171768,1.6960110551546024,0.55925530885808517,4.3857710150969361E-4,6.7972080212548266E-12,2.6041727800516861E-5,4.7969103776489326E-11]
[1355,"22:34:00",3.7374405314642049E-8,null,1.6702997938483835E-8,1.0503411777539141E-14,2.7993479651610936E-12,3.7374405314642049E-8,2.4383144014004356,2.9511606176722203,1.8230073588874942,0.57743187572198673,3.9471939135872426E-4,6.1174872191293441E-12,2.3437555020465174E-5,4.3172193398840394E-11]
[1356,"22:35:00",3.3636964783177847E-8,null,1.5032698144635451E-8,9.4530705997852274E-15,2.5194131686449841E-12,3.3636964783177847E-8,2.627186170183732,2.9403545630003349,1.8632019166159939,0.64331818663153806,3.5524745222285183E-4,5.5057384972164099E-12,2.1093799518418657E-5,3.8854974058956357E-11]
[1357,"22:36:00",3.0273268304860064E-8,null,1.3529428330171907E-8,8.5077635398067056E-15,2.2674718517804858E-12,3.0273268304860064E-8,2.7043541469840235,3.0172076021455525,1.8252749267823976,0.62227556743985801,3.1972270700056664E-4,4.9551646474947691E-12,1.898441956657679E-5,3.496947665306072E-11]
[1358,"22:37:00",2.7245941474374058E-8,null,1.2176485497154716E-8,7.6569871858260347E-15,2.0407246666024371E-12,2.7245941474374058E-8,2.6687013326884532,2.7402505422970176,1.9085319361335769,0.59709901188701142,2.8775043630050996E-4,4.4596481827452924E-12,1.708597760991911E-5,3.1472528987754646E-11]
[1359,"22:38:00",2.4521347326936652E-8,null,1.0958836947439245E-8,6.8912884672434316E-15,1.8366521999421934E-12,2.4521347326936652E-8,2.4636459009767675,2.478512788147377,1.8845974374932111,0.61772941268881931,2.5897539267045897E-4,4.0136833644707633E-12,1.53773798489272E-5,2.8325276088979183E-11]
[1360,"22:39:00",2.2069212594242987E-8,null,9.8629532526953212E-9,6.2021596205190885E-15,1.6529869799479742E-12,2.2069212594242987E-8,2.2420450112451111,2.5644988992786231,1.9619221957733088,0.69811147496760539,2.3307785340341309E-4,3.6123150280236869E-12,1.383964186403448E-5,2.5492748480081265E-11]
[1361,"22:40:00",1.986229133481869E-8,null,8.8766579274257894E-9,5.5819436584671796E-15,1.4876882819531767E-12,1.986229133481869E-8,2.4320182139780222,2.6541738014497596,1.9572233801075689,0.69011502902800426,2.0977006806307177E-4,3.2510835252213184E-12,1.2455677677631032E-5,2.2943473632073139E-11]
[1362,"22:41:00",1.7876062201336821E-8,null,7.9889921346832103E-9,5.0237492926204616E-15,1.3389194537578591E-12,1.7876062201336821E-8,2.62151960150356,2.6915919096241807,2.0395728509118141,0.65815452731634305,1.8879306125676459E-4,2.9259751726991867E-12,1.1210109909867929E-5,2.0649126268865824E-11]
[1363,"22:42:00",1.6088455981203139E-8,null,7.1900929212148898E-9,4.5213743633584155E-15,1.2050275083820733E-12,1.6088455981203139E-8,2.7177797402377872,2.7623193124804279,1.9652941608867038,0.66039197442220265,1.6991375513108814E-4,2.6333776554292679E-12,1.0089098918881137E-5,1.8584213641979243E-11]
[1364,"22:43:00",1.4479610383082826E-8,null,6.4710836290934011E-9,4.0692369270225743E-15,1.084524757543866E-12,1.4479610383082826E-8,2.8724667530151557,2.5479020827895447,2.0468365536130353,0.69945678231674346,1.5292237961797933E-4,2.3700398898863411E-12,9.0801890269930238E-6,1.6725792277781319E-11]
[1365,"22:44:00",1.3031649344774543E-8,null,5.8239752661840609E-9,3.662313234320317E-15,9.7607228178947949E-13,1.3031649344774543E-8,2.9375829727255418,2.4600305694835822,2.0584099935886457,0.70985140607557817,1.3763014165618141E-4,2.1330359008977071E-12,8.1721701242937221E-6,1.5053213050003187E-11]
[1366,"22:45:00",1.172848441029709E-8,null,5.2415777395656552E-9,3.2960819108882855E-15,8.7846505361053156E-13,1.172848441029709E-8,2.6994012740972444,2.3869954113808971,1.9822475892958522,0.70691916530551424,1.2386712749056327E-4,1.9197323108079363E-12,7.3549531118643503E-6,1.3547891745002868E-11]
[1367,"22:46:00",1.0555635969267382E-8,null,4.7174199656090901E-9,2.9664737197994569E-15,7.9061854824947841E-13,1.0555635969267382E-8,2.8992154611101273,2.1853468714339468,2.049807332395686,0.69804195033212224,1.1148041474150695E-4,1.7277590797271427E-12,6.6194578006779153E-6,1.2193102570502582E-11]
[1368,"22:47:00",9.5000723723406443E-9,null,4.2456779690481815E-9,2.6698263478195113E-15,7.1155669342453054E-13,9.5000723723406443E-9,2.8998421203747857,2.0101013837620259,2.1166602096907856,0.63447595544188962,1.0033237326735626E-4,1.5549831717544285E-12,5.9575120206101239E-6,1.0973792313452324E-11]
[1369,"22:48:00",8.5500651351065805E-9,null,3.8211101721433631E-9,2.4028437130375601E-15,6.4040102408207748E-13,8.5500651351065805E-9,2.7457747136046411,1.9882972471443983,2.146014987404874,0.65136866188820963,9.0299135940620642E-5,1.3994848545789857E-12,5.361760818549112E-6,9.8764130821070911E-12]
[1370,"22:49:00",7.6950586215959231E-9,null,3.4389991549290269E-9,2.1625593417338042E-15,5.7636092167386971E-13,7.6950586215959231E-9,2.9099496550401982,1.9934373109812895,2.0983321836373787,0.64180839434364523,8.1269222346558575E-5,1.2595363691210871E-12,4.8255847366942008E-6,8.8887717738963816E-12]
[1371,"22:50:00",6.9255527594363308E-9,null,3.0950992394361243E-9,1.9463034075604239E-15,5.187248295064828E-13,6.9255527594363308E-9,2.9095028949118493,1.8188572802491807,2.1480452690227247,0.63320415355353732,7.3142300111902721E-5,1.1335827322089785E-12,4.3430262630247806E-6,7.999894596506744E-12]
[1372,"22:51:00",6.232997483492698E-9,null,2.7855893154925121E-9,1.7516730668043814E-15,4.6685234655583452E-13,6.232997483492698E-9,2.9461517970863134,1.6492588523043237,2.1001594370934442,0.60069663945665219,6.5828070100712447E-5,1.0202244589880807E-12,3.9087236367223024E-6,7.1999051368560696E-12]
[1373,"22:52:00",5.6096977351434283E-9,null,2.5070303839432608E-9,1.5765057601239433E-15,4.2016711190025106E-13,5.6096977351434283E-9,3.121290931800289,1.5338603678059317,2.0445857917964227,0.5653906758770072,5.9245263090641205E-5,9.182020130892727E-13,3.5178512730500723E-6,6.4799146231704629E-12]
[1374,"22:53:00",5.0487279616290853E-9,null,2.2563273455489347E-9,1.418855184111549E-15,3.7815040071022598E-13,5.0487279616290853E-9,3.1367610302859092,1.6462588330547576,1.9885204144447834,0.53966450954777512,5.3320736781577085E-5,8.2638181178034549E-13,3.166066145745065E-6,5.8319231608534169E-12]
[1375,"22:54:00",4.5438551654661766E-9,null,2.0306946109940414E-9,1.2769696657003941E-15,3.4033536063920338E-13,4.5438551654661766E-9,3.1382078177297301,1.697890045086196,1.9998762644645383,0.49193625873597724,4.7988663103419378E-5,7.4374363060231091E-13,2.8494595311705584E-6,5.248730844768075E-12]
[1376,"22:55:00",4.0894696489195593E-9,null,0.33576851073875819,1.1492726991303548E-15,3.0630182457528306E-13,4.0894696489195593E-9,3.2570902448800974,1.6517305390593264,1.9482818398460875,0.4922700335944199,4.3189796793077443E-5,6.6936926754207981E-13,2.5645135780535025E-6,4.7238577602912674E-12]
[1377,"22:56:00",3.6805226840276036E-9,null,0.46168033764339839,1.0343454292173194E-15,2.7567164211775476E-13,3.6805226840276036E-9,3.0364852257288488,1.7400546803972288,1.9203723508344708,0.46156853083054755,3.8870817113769698E-5,6.0243234078787181E-13,2.3080622202481524E-6,4.2514719842621406E-12]
[1378,"22:57:00",3.3124704156248433E-9,null,0.65819724040249661,9.309108862955875E-16,2.4810447790597928E-13,3.3124704156248433E-9,3.165539912079304,1.8255955161065898,1.9445922110879379,0.43393717834306245,3.498373540239273E-5,5.4218910670908466E-13,2.0772559982233374E-6,3.8263247858359264E-12]
[1379,"22:58:00",2.9812233740623589E-9,null,0.71612782153802801,8.378197976660288E-16,2.2329403011538137E-13,2.9812233740623589E-9,3.2631636247287958,1.859293059832845,1.9231008888248173,0.44007086124079664,3.1485361862153456E-5,4.8797019603817625E-13,1.8695303984010038E-6,3.4436923072523338E-12]
[1380,"22:59:00",2.6831010366561233E-9,null,0.8791708011029753,7.5403781789942593E-16,2.0096462710384324E-13,2.6831010366561233E-9,3.3510249661133384,1.9206227508130616,1.9162349999812456,0.40230197525969658,2.8336825675938111E-5,4.3917317643435865E-13,1.6825773585609035E-6,3.0993230765271005E-12]
[1381,"23:00:00",2.4147909329905109E-9,null,1.0548485391079119,6.7863403610948337E-16,1.8086816439345892E-13,2.4147909329905109E-9,3.3125198787503565,1.9262920779236805,1.7679006994545947,0.39288467899219554,2.55031431083443E-5,3.952558587909228E-13,1.5143196227048132E-6,2.7893907688743904E-12]
[1382,"23:01:00",2.1733118396914597E-9,null,1.1666320567791517,6.1077063249853503E-16,1.6278134795411303E-13,2.1733118396914597E-9,3.3582054948258211,1.8758178736789806,1.8321314281923022,0.3906472122841152,2.295282879750987E-5,3.557302729118305E-13,1.3628876604343318E-6,2.5104516919869514E-12]
[1383,"23:02:00",1.9559806557223138E-9,null,1.1937257175563145,5.4969356924868159E-16,1.4650321315870173E-13,1.9559806557223138E-9,3.4673754372103041,1.9540205883405015,1.8899390840562389,0.35782069119868326,2.0657545917758884E-5,3.2015724562064744E-13,1.2265988943908988E-6,2.2594065227882563E-12]
[1384,"23:03:00",1.7603825901500824E-9,null,1.3428601495848631,4.9472421232381345E-16,1.3185289184283157E-13,1.7603825901500824E-9,3.4852881906541908,2.1170306283910345,1.935727776053447,0.35908962326995414,1.8591791325982997E-5,2.8814152105858272E-13,1.103939004951809E-6,2.0334658705094306E-12]
[1385,"23:04:00",1.5843443311350742E-9,null,1.3971720044994238,4.4525179109143211E-16,1.1866760265854841E-13,1.5843443311350742E-9,3.495171470473355,2.257690460563833,1.9151228972937755,0.32941886108593832,1.6732612193384699E-5,2.5932736895272444E-13,9.9354510445662808E-7,1.8301192834584875E-12]
[1386,"23:05:00",1.4259098980215668E-9,null,1.3737077032194036,4.007266119822889E-16,1.0680084239269357E-13,1.4259098980215668E-9,3.2755220201881046,2.1617891112695347,1.8224764086603604,0.3087642750574055,1.5059350974046229E-5,2.33394632057452E-13,8.9419059401096529E-7,1.6471073551126387E-12]
[1387,"23:06:00",1.2833189082194102E-9,null,1.5119648320673855,3.6065395078406003E-16,9.6120758153424208E-14,1.2833189082194102E-9,3.3311456204001293,1.9641357007381508,1.7886219696223273,0.29017514763172597,1.3553415876641606E-5,2.1005516885170679E-13,8.0477153460986878E-7,1.4823966196013749E-12]
[1388,"23:07:00",1.1549870173974693E-9,null,1.5225385972737331,3.2458855570565405E-16,8.6508682338081789E-14,1.1549870173974693E-9,3.3936832571516202,2.0767958411059251,1.8384932645576777,0.30444683234002706,1.2198074288977446E-5,1.8904965196653612E-13,7.2429438114888197E-7,1.3341569576412375E-12]
[1389,"23:08:00",1.0394883156577225E-9,null,1.5457367791723369,2.9212970013508866E-16,7.7857814104273614E-14,1.0394883156577225E-9,3.0913659326275975,2.0050330622626666,1.7782734365836601,0.28024034924900398,1.0978266860079702E-5,1.701446867698825E-13,6.5186494303399381E-7,1.2007412618771137E-12]
[1390,"23:09:00",9.3553948409195022E-10,null,1.4562357330910407,2.6291673012157982E-16,7.0072032693846255E-14,9.3553948409195022E-10,3.0727775447405086,2.1321289477020491,1.6312589941837627,0.25845451446708317,9.8804401740717324E-6,1.5313021809289426E-13,5.866784487305945E-7,1.0806671356894025E-12]
[1391,"23:10:00",8.4198553568275526E-10,null,1.3765057144694366,2.3662505710942186E-16,6.3064829424461636E-14,8.4198553568275526E-10,3.0930989819321066,2.2094642583075155,1.7153920917288876,0.23260906302037487,8.8923961566645598E-6,1.3781719628360485E-13,5.2801060385753509E-7,9.7260042212046227E-13]
[1392,"23:11:00",7.5778698211447973E-10,null,1.3190492348193681,2.1296255139847969E-16,5.6758346482015474E-14,7.5778698211447973E-10,3.0558117840486489,2.2975915429183531,1.8096373845854179,0.21558635686131702,8.0031565409981049E-6,1.2403547665524438E-13,4.7520954347178159E-7,8.7534037990841604E-13]
[1393,"23:12:00",6.8200828390303176E-10,null,1.2661390623139939,1.9166629625863173E-16,5.1082511833813927E-14,6.8200828390303176E-10,3.2322722030101172,2.3829552790989297,1.6349118462698558,0.20631502125524631,7.2028408868982947E-6,1.1163192898971994E-13,4.2768858912460342E-7,7.8780634191757448E-13]
[1394,"23:13:00",6.1380745551272864E-10,null,1.3220233250279074,1.7249966663276855E-16,4.5974260650432536E-14,6.1380745551272864E-10,3.3417481916324454,2.3856805498722036,1.6939159552601193,0.1856835191297217,6.4825567982084656E-6,1.0046873609074795E-13,3.8491973021214306E-7,7.0902570772581704E-13]
[1395,"23:14:00",5.5242670996145581E-10,null,1.2903672571735547,1.552496999694917E-16,4.1376834585389285E-14,5.5242670996145581E-10,3.3845109764197012,2.443709904133335,1.7162067580533513,0.17335336735972917,5.8343011183876194E-6,9.0421862481673155E-14,3.4642775719092877E-7,6.3812313695323534E-13]
[1396,"23:15:00",4.9718403896531021E-10,null,1.3817525132677222,1.3972472997254253E-16,3.7239151126850357E-14,4.9718403896531021E-10,3.2315040788166409,2.4218342073372505,1.6805028875153503,0.1622562307667359,5.2508710065488579E-6,8.1379676233505842E-14,3.1178498147183591E-7,5.7431082325791186E-13]
[1397,"23:16:00",4.4746563506877919E-10,null,1.4195179662866531,1.2575225697528829E-16,3.3515236014165321E-14,4.4746563506877919E-10,3.1678999746840608,2.5320136816154273,1.6978967988027254,0.14603060769006232,4.7257839058939722E-6,7.3241708610155266E-14,2.8060648332465235E-7,5.1687974093212066E-13]
[1398,"23:17:00",4.0271907156190128E-10,null,1.4649948348191209,1.1317703127775946E-16,3.0163712412748789E-14,4.0271907156190128E-10,3.215760274380572,2.5631223205492213,1.701075017768126,0.1314275469210561,4.2532055153045752E-6,6.5917537749139745E-14,2.5254583499218713E-7,4.6519176683890862E-13]
[1399,"23:18:00",3.6244716440571117E-10,null,1.505030614398732,1.0185932814998352E-16,2.7147341171473911E-14,3.6244716440571117E-10,3.0240519437045998,2.628171177247046,1.7226499143105574,0.13681029282452009,3.8278849637741178E-6,5.9325783974225768E-14,2.2729125149296841E-7,4.1867259015501778E-13]
[1400,"23:19:00",3.2620244796514006E-10,null,1.5460600694383508,9.1673395334985172E-17,2.4432607054326519E-14,3.2620244796514006E-10,3.0554841392801237,2.5445600612809161,1.8594586333210907,0.12312926354206809,3.445096467396706E-6,5.3393205576803195E-14,2.0456212634367158E-7,3.7680533113951602E-13]
[1401,"23:20:00",2.9358220316862609E-10,null,1.6065659857122887,8.2506055801486653E-17,2.1989346348893868E-14,2.9358220316862609E-10,3.0590094357937003,2.5929395434722213,1.9515845788039838,0.12310363726792228,3.1005868206570355E-6,4.8053885019122874E-14,1.8410591370930443E-7,3.3912479802556442E-13]
[1402,"23:21:00",2.6422398285176347E-10,null,1.5027109923656692,7.4255450221337992E-17,1.9790411714004482E-14,2.6422398285176347E-10,3.2228628066369374,2.4695623943923333,2.0469743262992566,0.11079327354113006,2.7905281385913319E-6,4.3248496517210586E-14,1.65695322338374E-7,3.0521231822300799E-13]
[1403,"23:22:00",2.3780158456658711E-10,null,1.4299404271867195,6.6829905199204189E-17,1.7811370542604034E-14,2.3780158456658711E-10,3.0737334311474989,2.5934946503983509,2.0955849991380808,9.9713946187017052E-2,2.5114753247321989E-6,3.8923646865489528E-14,1.4912579010453661E-7,2.7469108640070719E-13]
[1404,"23:23:00",2.1402142610992841E-10,null,1.4597201271438285,6.0146914679283769E-17,1.6030233488343631E-14,2.1402142610992841E-10,3.1062466818514141,2.6061678856682691,2.1888619875436697,0.11450625193433554,2.2603277922589788E-6,3.5031282178940575E-14,1.3421321109408295E-7,2.4722197776063649E-13]
[1405,"23:24:00",1.9261928349893558E-10,null,1.4588569095954615,5.4132223211355393E-17,1.4427210139509267E-14,1.9261928349893558E-10,3.2468507276555307,2.3826020982925815,2.1739455773406338,0.10305562674090199,1.2289334375074033E-2,3.1528153961046519E-14,1.2079188998467467E-7,2.2249977998457286E-13]
[1406,"23:25:00",1.7335735514904204E-10,null,1.5006081662677515,4.8719000890219857E-17,1.2984489125558341E-14,1.7335735514904204E-10,2.9406911554855477,2.2987841868756465,2.1419952196454806,0.11127556466238139,2.9585901533136231E-2,2.8375338564941868E-14,1.0871270098620721E-7,2.0024980198611557E-13]
[1407,"23:26:00",1.5602161963413783E-10,null,1.5437075974437104,4.3847100801197875E-17,1.1686040213002507E-14,1.5602161963413783E-10,2.7207241376867031,2.0751439683310617,2.1380035891451654,0.11867350879171285,4.5152811975392212E-2,2.5537804708447683E-14,9.7841430887586496E-8,1.8022482178750401E-13]
[1408,"23:27:00",1.4041945767072406E-10,null,1.5286286010050034,3.9462390721078087E-17,1.0517436191702256E-14,1.4041945767072406E-10,2.7021489191618682,2.1827524619703675,2.1962259305404017,0.13761905917101017,5.9163031373422596E-2,2.2984024237602915E-14,8.8057287798827853E-8,1.6220233960875361E-13]
[1409,"23:28:00",{"$f":"H1420","v":1.2637751190365165E-10},null,1.5061208129259871,3.5516151648970278E-17,9.465692572532031E-15,1.2637751190365165E-10,2.6914803309947652,2.2796001062457427,2.0013670378523818,0.14238265384947876,6.553402831614133E-2,2.0685621813842623E-14,7.9251559018945072E-8,1.4598210564787825E-13]
[1410,"23:29:00",1.1373976071328649E-10,null,1.4581687200367084,3.1964536484073251E-17,8.5191233152788281E-15,1.1373976071328649E-10,2.7499314895609377,2.3607138060627575,2.2214571464298145,0.14666988906010048,7.7506126080096799E-2,1.861705963245836E-14,7.1326403117050562E-8,1.3138389508309043E-13]
[1411,"23:30:00",1.0236578464195784E-10,null,1.3966272844344048,2.8768082835665927E-17,7.6672109837509461E-15,1.0236578464195784E-10,2.5367530421620037,2.4089524325518186,2.234094032189665,0.15052840074966004,8.2042813552148125E-2,1.6755353669212526E-14,6.4193762805345502E-8,1.1824550557478139E-13]
[1412,{"$f":"(A1423-1)/(24*60)","v":"23:31:00"},9.212920617776206E-11,null,1.3718544638278782,2.5891274552099334E-17,6.9004898853758515E-15,9.212920617776206E-11,2.4375200363581264,2.4090779879798037,2.0662612276149552,0.13547556067469405,8.6125832276994316E-2,1.5079818302291273E-14,5.7774386524810956E-8,1.0642095501730325E-13]
[1413,"23:32:00",8.2916285559985859E-11,null,1.2969965931286842,2.3302147096889402E-17,6.2104408968382666E-15,8.2916285559985859E-11,2.4718398415373155,2.4216673844256587,2.150183310229131,0.12192800460722464,9.6038749644864474E-2,1.3571836472062147E-14,5.1996947872329863E-8,9.5778859515572925E-14]
[1414,"23:33:00",7.4624657003987272E-11,null,1.1815616127708939,2.0971932387200464E-17,5.5893968071544401E-15,7.4624657003987272E-11,2.6203080561750882,2.531863540994995,2.1824239761697188,0.10973520414650217,9.8722174760439027E-2,1.2214652824855932E-14,4.6797253085096877E-8,8.6200973564015639E-14]
[1415,"23:34:00",6.7162191303588541E-11,null,1.0802908274703671,1.8874739148480418E-17,5.0304571264389965E-15,6.7162191303588541E-11,2.7539294493490836,2.5259361838589967,2.1371494773984199,9.8761683731851957E-2,9.5088157427374753E-2,1.0993187542370339E-14,4.2117527776587187E-8,7.7580876207614082E-14]
[1416,"23:35:00",6.0445972173229686E-11,null,1.0270171463346585,1.6987265233632376E-17,4.5274114137950967E-15,6.0445972173229686E-11,2.6639807044530852,2.582416275914686,2.1459298232758268,0.10741101595423636,9.1817541827616894E-2,9.8938687881333044E-15,3.790577499892847E-8,6.9822788586852676E-14]
[1417,"23:36:00",5.4401374955906717E-11,null,0.99761445819045047,1.528853871026914E-17,4.0746702724155871E-15,5.4401374955906717E-11,2.6818926411031137,2.5776718435670527,2.1661194413510763,0.10895721443887373,8.8873987787834841E-2,8.9044819093199746E-15,3.4115197499035626E-8,6.2840509728167415E-14]
[1418,"23:37:00",4.8961237460316047E-11,null,0.90837852506671801,1.3759684839242226E-17,3.6672032451740286E-15,4.8961237460316047E-11,2.7598281690918012,2.5734018544541826,2.2215301975257216,9.8061492994986357E-2,8.6224789152030967E-2,8.0140337183879768E-15,3.0703677749132066E-8,5.6556458755350676E-14]
[1419,"23:38:00",4.4065113714284443E-11,null,0.82549050166160876,1.2383716355318003E-17,3.3004829206566259E-15,4.4065113714284443E-11,2.8052064409353679,2.5756079727578483,2.1971087799650744,8.8255343695487723E-2,8.3840510379807498E-2,7.2126303465491798E-15,2.7633309974218861E-8,5.090081287981561E-14]
[1420,"23:39:00",3.9658602342856001E-11,null,0.75684526008919784,1.1145344719786203E-17,2.9704346285909635E-15,3.9658602342856001E-11,2.8832868901340669,2.4910150743277364,2.3172844957872321,7.9429809325938946E-2,7.5456459341826751E-2,6.4913673118942618E-15,2.4869978976796975E-8,4.581073159183405E-14]
[1421,"23:40:00",3.5692742108570403E-11,null,0.69007949628730936,1.0030810247807584E-17,2.6733911657318673E-15,3.5692742108570403E-11,2.8607427031500792,2.5632746556477097,2.2710002462474188,7.1486828393345053E-2,6.7910813407644072E-2,5.8422305807048356E-15,2.2382981079117278E-8,4.1229658432650647E-14]
[1422,"23:41:00",3.2123467897713366E-11,null,0.64483520327478938,9.0277292230268258E-18,2.4060520491586808E-15,3.2123467897713366E-11,2.9640824333462401,2.5664934938320227,2.4208378255731771,8.2863646149580139E-2,7.3407032146940665E-2,5.2580075226343522E-15,2.0144682971205549E-8,3.7106692589385581E-14]
[1423,"23:42:00",2.891112110794203E-11,null,0.5945953810674276,8.1249563007241442E-18,2.1654468442428129E-15,2.891112110794203E-11,3.1374285044342232,2.5941541515441573,2.4445385450452783,9.3102782130191741E-2,7.230452907522622E-2,4.7322067703709171E-15,1.8130214674084995E-8,3.3396023330447022E-14]
[1424,"23:43:00",2.6020008997147829E-11,null,0.53513584296068484,7.3124606706517299E-18,1.9489021598185318E-15,2.6020008997147829E-11,3.1635722478094657,2.6128105452047437,2.4721073908505038,9.0030704060152178E-2,7.1312276310683209E-2,4.2589860933338257E-15,1.6317193206676497E-8,3.005642099740232E-14]
[1425,"23:44:00",2.3418008097433047E-11,null,0.48162225866461639,6.5812146035865572E-18,1.7540119438366786E-15,2.3418008097433047E-11,3.2118653201934366,2.6914160845029347,2.4659174504486203,9.9553134249706576E-2,7.041924882259451E-2,3.8330874840004436E-15,1.4685473886008848E-8,2.7050778897662088E-14]
[1426,"23:45:00",2.1076207287689744E-11,null,0.43346003279815476,5.9230931432279017E-18,1.5786107494530108E-15,2.1076207287689744E-11,3.2738545904049281,2.7746373710645429,2.4603465040869255,8.9597820824735927E-2,6.9615524083314673E-2,3.4497787356003993E-15,1.3216926497407963E-8,2.4345701007895879E-14]
[1427,"23:46:00",1.8968586558920771E-11,null,0.49215603696462829,5.3307838289051118E-18,1.4207496745077097E-15,1.8968586558920771E-11,3.2803065213104192,2.7937710432064407,2.2328373542738027,8.6876238885241958E-2,7.4941271755044211E-2,3.1048008620403593E-15,1.1895233847667168E-8,2.1911130907106292E-14]
[1428,"23:47:00",1.7071727903028694E-11,null,0.48710852408847793,4.7977054460146005E-18,1.2786747070569387E-15,1.7071727903028694E-11,3.2057730644232127,2.8357550276385437,2.2505744175295894,7.8188614996717767E-2,7.9734444659600792E-2,2.7943207758363234E-15,1.0705710462900452E-8,1.9720017816395663E-14]
[1429,"23:48:00",1.5364555112725826E-11,null,0.45530555437005987,4.3179349014131405E-18,1.1508072363512449E-15,1.5364555112725826E-11,3.1447420617299753,2.7932003235578562,2.0378042758566917,7.0369753497045995E-2,7.176100019364072E-2,2.5148886982526912E-15,9.6351394166104068E-9,1.7748016034756098E-14]
[1430,"23:49:00",1.3828099601453244E-11,null,0.41344626358149139,3.8861414112718268E-18,1.0357265127161205E-15,1.3828099601453244E-11,3.2073945492825637,2.7919521000170726,2.0132298500295973,6.3332778147341395E-2,6.4584900174276649E-2,2.263399828427422E-15,8.6716254749493658E-9,1.5973214431280489E-14]
[1431,"23:50:00",1.2445289641307919E-11,null,0.43495449672041259,3.4975272701446443E-18,9.3215386144450851E-16,1.2445289641307919E-11,3.2080161831070542,2.5498078912065045,2.0839295653363905,5.6999500332607256E-2,5.8126410156848989E-2,2.0370598455846801E-15,7.8044629274544292E-9,1.4375892988152441E-14]
[1432,"23:51:00",1.1200760677177128E-11,null,0.40310264751223851,3.14777454313018E-18,8.389384753000577E-16,1.1200760677177128E-11,2.9119782651623694,2.591424511334206,2.0795063973540824,5.1299550299346533E-2,5.231376914116409E-2,1.833353861026212E-15,7.0240166347089866E-9,1.2938303689337196E-14]
[1433,"23:52:00",1.0080684609459415E-11,null,0.44639414362527247,2.8329970888171619E-18,7.5504462777005193E-16,1.0080684609459415E-11,3.0657709305131977,2.6661194501467693,2.1188147545821749,4.6169595269411882E-2,4.708239222704768E-2,1.6500184749235908E-15,6.321614971238088E-9,1.1644473320403478E-14]
[1434,"23:53:00",9.0726161485134728E-12,null,0.46432720851079212,2.5496973799354458E-18,6.7954016499304675E-16,9.0726161485134728E-12,3.0187401412109618,2.6590538088811764,2.0923774791628675,4.1552635742470694E-2,4.2374153004342913E-2,1.4850166274312317E-15,5.6894534741142797E-9,1.0480025988363131E-14]
[1435,"23:54:00",8.1653545336621258E-12,null,0.42799656895854105,2.2947276419419011E-18,6.1158614849374213E-16,8.1653545336621258E-12,3.1062801276010346,2.7269858179390427,2.1736879366222519,3.7397372168223628E-2,3.8136737703908623E-2,1.3365149646881085E-15,5.1205081267028522E-9,9.4320233895268183E-15]
[1436,"23:55:00",7.3488190802959141E-12,null,0.38519691206268697,2.0652548777477111E-18,5.5042753364436798E-16,7.3488190802959141E-12,3.2531190032686652,2.5408656350880858,2.222103644989446,3.3657634951401269E-2,3.4323063933517764E-2,1.2028634682192977E-15,4.6084573140325674E-9,8.4888210505741373E-15]
[1437,"23:56:00",6.6139371722663231E-12,null,0.34667722085641828,1.8587293899729402E-18,4.9538478027993124E-16,6.6139371722663231E-12,3.3727975948088638,2.5958527820208666,2.0987590815864641,4.8817372051830746E-2,3.089075754016599E-2,1.082577121397368E-15,4.147611582629311E-9,7.6399389455167231E-15]
[1438,"23:57:00",5.9525434550396907E-12,null,0.31200949877077644,1.6728564509756463E-18,4.4584630225193816E-16,5.9525434550396907E-12,3.3075405356377305,2.6205775109141167,2.0928529619791489,5.017383498962729E-2,2.780168178614939E-2,9.7431940925763114E-16,3.7328504243663798E-9,6.8759450509650508E-15]
[1439,"23:58:00",5.3572891095357215E-12,null,0.28080854889369883,1.5055708058780816E-18,4.0126167202674438E-16,5.3572891095357215E-12,3.2673346874496283,2.6057787567862061,2.2667434680120691,6.9920151856684765E-2,2.5021513607534452E-2,8.7688746833186802E-16,3.359565381929742E-9,6.1883505458685457E-15]
[1440,"23:59:00",4.8215601985821494E-12,null,0.2732839531596023,1.3550137252902735E-18,3.6113550482406993E-16,4.8215601985821494E-12,3.2126239190144186,2.6232726899225876,2.342904609530259,6.9166336813995921E-2,2.2519362246781006E-2,7.8919872149868122E-16,3.023608843736768E-9,5.5695154912816914E-15]

{"sheet":"bulbs","index":3,"n_rows":110,"n_cols":40,"rows_kept":110,"cut":false,"hidden":false,"merged":[]}
["Sample installed bulbs data sheet"]
[]
["100 sample bulb configuration examples are provided below."]
["The data has been generated stochastically, based upon statistics available from:",null,null,null,null,null,null,null,"(1) The Lighting Association, In Home Lighting Audit Report, Domestic Lighting Report 2008."]
[null,null,null,null,null,null,null,null,"(2) Market Transformation Programme, Assumptions for energy scenarios in the domestic lighting sector, version 4.0, 2008."]
[]
[]
[]
["House","Fitting","Example bulb ratings …"]
["Number","count"]
[1,16,12,12,50,100,35,60,60,40,9,12,60,60,20,20,60,12]
[2,18,60,60,60,60,70,100,9,40,65,20,60,60,50,9,60,40,60,40]
[3,27,60,60,60,60,40,35,60,60,65,9,35,60,60,100,60,60,60,60,40,100,40,60,12,60,40,50,60]
[4,28,60,61,125,100,100,40,100,60,70,100,35,12,100,60,60,60,40,40,60,60,60,100,60,60,20,100,100,50]
[5,21,9,60,500,9,56,70,50,60,60,60,60,20,35,100,35,40,60,40,60,60,40]
[6,30,60,40,85,85,20,100,40,500,100,20,12,35,20,60,50,60,60,60,12,9,35,40,35,60,50,60,60,60,35,100]
[7,22,100,60,9,100,100,12,100,40,60,60,20,20,65,75,40,60,12,100,60,100,100,35]
[8,23,50,60,100,40,100,40,9,12,20,150,85,20,60,40,40,60,20,20,60,40,20,100,40]
[9,26,70,60,60,60,100,40,60,60,60,40,40,20,500,60,60,40,60,40,60,100,35,60,60,40,60,60]
[10,30,55,9,100,12,100,100,20,40,60,65,12,60,50,60,12,60,12,100,20,35,50,60,40,60,60,9,60,100,12,60]
[11,26,150,55,9,100,40,100,60,60,60,40,100,60,60,60,60,60,9,100,60,60,60,50,60,20,19,100]
[12,26,20,60,60,40,12,70,20,60,60,40,100,75,40,60,20,60,20,50,100,60,60,60,40,100,12,35]
[13,24,55,60,60,40,100,60,500,20,60,40,12,50,60,150,60,100,35,60,60,3,100,100,35,100]
[14,22,60,40,70,100,40,60,12,105,60,100,40,60,100,60,40,9,40,60,65,60,12,26]
[15,21,60,40,60,12,40,100,60,40,60,40,60,40,60,205,60,35,40,60,300,20,20]
[16,23,60,100,12,60,105,50,50,100,100,60,100,35,12,40,100,50,20,100,60,100,100,60,60]
[17,18,40,60,60,60,40,60,35,170,40,12,100,50,20,60,12,40,60,40]
[18,26,100,60,125,60,40,87,100,60,85,60,60,12,20,35,20,40,40,60,40,35,75,60,100,60,60,40]
[19,25,60,40,40,40,70,70,40,40,60,60,60,35,50,100,60,100,60,20,100,12,60,100,40,60,40]
[20,19,100,40,40,40,60,20,70,20,60,20,9,60,60,35,50,40,50,40,40]
[21,26,40,35,40,60,500,9,40,60,60,40,50,60,60,60,60,5,60,60,35,100,60,60,50,40,40,50]
[22,21,85,100,57,40,12,40,60,60,100,100,12,60,60,50,20,21,50,100,60,40,60]
[23,20,40,100,60,9,60,40,40,20,100,100,100,100,60,300,40,100,60,100,60,20]
[24,20,70,40,40,65,60,12,60,100,40,50,50,40,500,60,60,40,40,100,60,60]
[25,25,20,40,40,60,50,60,100,60,100,50,60,40,40,150,40,60,100,60,40,40,35,60,20,20,100]
[26,28,60,40,40,43,60,40,20,40,60,55,40,100,35,20,75,60,60,40,40,12,20,40,40,60,60,60,20,9]
[27,18,12,40,20,60,50,40,58,105,60,65,60,40,100,60,50,40,60,60]
[28,27,40,100,50,60,50,35,60,12,20,60,60,75,100,60,8,100,100,60,40,60,75,60,150,60,20,60,60]
[29,20,40,55,40,100,56,12,40,60,60,100,100,100,40,100,100,60,20,40,60,60]
[30,22,60,55,105,60,60,70,60,60,100,60,100,100,60,40,35,60,60,20,100,60,60,60]
[31,26,12,60,60,105,90,100,20,100,40,50,20,100,60,60,20,150,60,60,40,60,12,40,40,65,60,20]
[32,19,20,60,12,60,105,60,20,12,50,60,40,60,60,40,60,60,40,60,100]
[33,15,60,60,60,12,20,60,60,40,100,60,40,60,40,300,100]
[34,27,300,40,100,50,60,40,120,12,20,95,50,70,100,40,40,60,100,60,100,60,20,60,100,20,60,300,60]
[35,27,500,60,55,100,9,60,60,100,40,12,50,60,100,60,40,50,35,50,9,12,20,60,60,60,60,60,100]
[36,38,205,20,70,60,60,9,20,35,65,100,40,40,60,60,40,60,35,35,60,20,60,65,100,100,9,35,35,60,60,60,35,100,60,60,300,12,60,100]
[37,29,60,20,70,60,100,60,100,50,60,60,100,60,100,48,40,9,60,60,60,9,76,43,12,20,20,60,60,100,12]
[38,24,60,50,55,50,20,60,40,40,60,100,60,60,100,12,100,35,60,40,60,60,60,12,50,75]
[39,21,40,60,60,12,100,60,100,60,35,60,35,40,60,40,60,100,60,100,35,60,60]
[40,27,100,60,500,60,60,60,60,20,60,100,60,120,40,60,60,60,60,12,60,12,12,100,40,60,40,60,60]
[41,15,60,40,100,70,100,60,60,50,60,60,67,6,40,12,40]
[42,29,60,40,100,12,40,60,60,60,20,35,60,40,20,100,20,300,50,12,60,20,60,12,14,35,93,35,60,50,60]
[43,21,40,20,70,60,60,35,100,12,60,9,35,35,60,40,100,9,100,100,60,100,60]
[44,27,100,60,60,9,60,40,40,40,60,60,120,40,60,60,60,20,50,87,60,150,100,100,60,55,40,60,60]
[45,23,60,60,70,55,40,9,60,60,60,100,20,40,60,60,60,50,40,9,60,60,60,12,35]
[46,25,60,135,60,70,100,9,50,60,60,60,100,100,60,40,20,20,20,34,12,50,50,60,60,60,50]
[47,29,60,60,100,60,77,60,20,50,35,35,40,60,60,100,60,40,60,60,40,39,100,12,40,60,300,60,35,60,35]
[48,25,60,100,40,20,20,60,40,60,20,60,50,40,100,50,100,12,60,100,50,60,40,60,40,300,12]
[49,27,60,12,20,100,60,40,60,12,63,60,60,300,9,60,100,100,60,75,60,60,10,60,40,40,40,100,60]
[50,24,60,60,60,60,100,40,9,60,40,12,100,35,12,60,60,55,60,40,100,60,100,50,75,60]
[51,19,100,60,40,60,20,72,60,40,100,100,50,100,60,60,50,100,40,100,50]
[52,20,60,12,60,35,40,60,60,60,40,50,100,60,300,100,60,35,60,60,40,40]
[53,16,60,60,60,75,50,40,60,40,20,40,60,40,12,60,20,60]
[54,27,160,60,60,12,60,100,60,60,50,60,40,60,40,60,90,60,69,12,40,60,27,40,100,60,40,40,50]
[55,27,170,60,105,40,61,60,60,20,65,35,300,30,60,60,100,40,100,40,60,60,60,40,12,12,40,12,100]
[56,18,20,9,52,60,100,60,12,100,100,20,60,100,40,60,60,40,60,40]
[57,23,60,40,40,12,40,85,40,100,40,40,75,60,20,60,60,35,100,100,100,150,60,73,100]
[58,24,60,65,100,70,40,100,60,90,20,60,60,100,60,50,60,50,40,100,60,60,9,50,35,40]
[59,27,40,60,60,100,75,62,17,60,20,40,100,20,81,60,60,100,100,67,60,20,40,60,40,60,20,75,100]
[60,26,9,9,40,60,40,40,81,85,60,40,40,9,40,40,60,35,60,60,60,50,40,60,20,100,40,100]
[61,29,60,60,60,100,100,100,40,90,40,40,500,100,40,60,60,70,12,60,60,60,40,40,20,35,100,40,35,20,60]
[62,26,50,40,40,40,60,100,40,60,75,60,100,40,60,60,20,60,40,20,100,60,60,60,60,100,40,20]
[63,26,20,40,35,40,60,60,60,100,40,12,40,300,60,100,40,60,300,94,40,60,40,60,20,60,100,40]
[64,15,40,40,60,40,100,35,60,60,100,150,100,60,60,12,21]
[65,26,100,135,60,90,60,60,40,60,60,60,40,100,20,50,50,60,60,60,100,60,60,50,60,20,12,40]
[66,18,20,60,60,60,20,150,100,60,100,60,40,40,20,60,60,40,40,60]
[67,24,20,85,40,60,20,40,20,100,60,60,46,60,60,60,100,60,100,60,150,40,40,40,40,9]
[68,31,20,75,12,100,40,100,60,60,40,60,40,40,55,60,60,35,9,60,60,45,9,40,75,40,60,40,100,60,60,100,40]
[69,26,60,40,60,100,500,60,40,75,100,100,35,12,60,12,9,40,60,35,60,60,60,84,60,40,500,20]
[70,23,20,20,60,100,12,75,40,40,40,35,60,40,60,60,100,60,60,40,20,60,89,40,40]
[71,25,100,100,100,60,100,35,40,40,20,100,20,90,20,40,20,12,100,50,60,20,60,50,40,100,60]
[72,29,60,12,9,60,65,40,100,100,100,40,60,92,75,50,60,100,40,9,35,60,60,20,40,60,100,100,12,60,12]
[73,25,100,75,40,40,100,12,60,50,83,55,60,100,9,40,100,60,60,20,40,50,60,60,20,100,100]
[74,17,12,9,50,100,60,12,9,75,35,100,35,60,28,35,100,60,60]
[75,15,12,9,35,40,60,40,60,65,60,60,60,100,35,12,100]
[76,21,60,40,60,100,60,100,20,60,85,35,34,60,9,100,71,20,20,60,60,40,40]
[77,31,9,12,100,100,100,20,50,60,40,50,60,60,50,60,12,60,100,60,100,60,60,60,40,20,20,60,35,35,60,35,100]
[78,25,55,35,60,60,20,40,40,20,60,60,60,100,20,60,40,60,60,50,40,40,35,40,60,82,60]
[79,30,55,85,40,50,9,100,100,60,100,60,60,40,100,60,100,50,60,12,60,60,29,100,20,60,100,60,65,60,12,40]
[80,27,40,46,150,100,100,100,50,40,35,100,60,100,40,12,40,60,20,60,59,100,12,50,9,60,40,60,50]
[81,25,60,120,60,40,40,60,100,60,40,60,60,75,70,40,60,12,40,40,40,12,20,60,60,20,40]
[82,18,70,40,100,60,85,40,60,40,60,60,60,12,60,60,45,12,40,100]
[83,16,40,20,300,20,60,100,60,100,105,40,20,60,60,100,40,35]
[84,25,70,100,50,100,12,60,60,100,60,60,40,60,20,60,70,60,20,60,40,60,20,35,9,40,40]
[85,29,100,20,35,60,60,60,60,60,40,105,60,100,40,40,20,150,100,40,100,60,100,60,60,60,60,40,100,60,100]
[86,23,60,195,12,40,35,60,100,300,60,60,40,40,60,60,40,20,40,20,100,40,20,60,40]
[87,27,40,60,50,40,60,100,60,175,12,50,500,60,20,100,50,12,100,60,9,60,500,40,50,60,100,60,75]
[88,25,100,60,72,12,50,20,100,60,60,105,60,100,35,60,100,100,12,60,60,40,60,300,60,500,40]
[89,20,60,60,60,60,40,75,100,100,60,40,150,65,60,100,35,100,60,100,60,100]
[90,29,40,120,40,55,60,60,60,35,40,60,60,60,40,60,40,60,28,40,9,60,40,12,60,60,35,12,100,20,300]
[91,20,60,40,100,150,90,60,50,60,20,20,100,150,12,100,60,20,40,60,12,60]
[92,28,40,55,100,20,40,100,60,20,60,60,40,40,40,60,60,35,100,40,60,12,60,100,40,35,60,60,60,40]
[93,25,40,50,150,60,100,60,40,60,50,100,100,60,60,12,100,20,60,60,65,35,60,100,60,40,60]
[94,23,60,12,9,60,500,125,60,60,60,55,100,60,100,60,60,12,40,60,300,60,40,60,60]
[95,17,75,35,100,9,300,12,100,40,40,60,40,150,60,60,35,60,60]
[96,26,35,60,60,60,40,12,20,12,74,100,60,60,60,60,50,60,12,40,60,50,12,100,40,9,12,65]
[97,31,100,12,9,60,60,55,60,100,60,60,66,100,40,50,60,35,20,60,40,100,60,60,100,40,60,60,60,60,65,60,36]
[98,25,60,60,20,20,12,60,60,60,12,20,12,60,60,60,60,50,100,65,40,50,60,60,300,60,40]
[99,19,35,40,9,60,40,60,60,40,60,35,60,12,60,50,60,40,60,60,12]
[100,23,60,100,35,40,40,100,60,75,60,40,40,60,500,60,40,40,60,60,35,60,60,65,100]

{"sheet":"light_sim_data","index":4,"n_rows":1451,"n_cols":19,"rows_kept":1451,"cut":false,"hidden":false,"merged":[]}
["Light simulation output sheet"]
[]
[null,"Number of bulbs in a house",null,15,"bulbs"]
[null,"House external global irradiance threshold",null,77,"W/m2"]
[null,"Selected house number",null,75]
[]
[]
[]
["Minute","Total lighting",null,"Bulb number",1,2,3,4,5,6,7,8,9,10,11,12,13,14,15]
["of day","demand",null,"Rating",12,9,35,40,60,40,60,65,60,60,60,100,35,12,100]
[null,null,null,"Calibrated relative use",1.1761745615653195E-3,1.6367518753621134E-3,1.9490504071901171E-2,3.8420128607590913E-3,1.9503035879714806E-2,9.1052666904420756E-4,6.642997996813475E-3,8.8964196413286439E-3,5.8023416369427352E-4,8.9556806756815183E-3,1.44004904024052E-2,3.9176413695990722E-3,4.6618134304914211E-3,2.2806265816507236E-2,1.2788706121783001E-2]
[1,{"$f":"SUM(E12:BL12)","v":0},null,null,0,0,0,0,0,0,0,0,0,0,0,0,0,0,0]
[2,{"$f":"SUM(E13:BL13)","v":0},null,null,0,0,0,0,0,0,0,0,0,0,0,0,0,0,0]
[3,0,null,null,0,0,0,0,0,0,0,0,0,0,0,0,0,0,0]
[4,0,null,null,0,0,0,0,0,0,0,0,0,0,0,0,0,0,0]
[5,0,null,null,0,0,0,0,0,0,0,0,0,0,0,0,0,0,0]
[6,0,null,null,0,0,0,0,0,0,0,0,0,0,0,0,0,0,0]
[7,0,null,null,0,0,0,0,0,0,0,0,0,0,0,0,0,0,0]
[8,0,null,null,0,0,0,0,0,0,0,0,0,0,0,0,0,0,0]
[9,0,null,null,0,0,0,0,0,0,0,0,0,0,0,0,0,0,0]
[10,0,null,null,0,0,0,0,0,0,0,0,0,0,0,0,0,0,0]
[11,0,null,null,0,0,0,0,0,0,0,0,0,0,0,0,0,0,0]
[12,0,null,null,0,0,0,0,0,0,0,0,0,0,0,0,0,0,0]
[13,0,null,null,0,0,0,0,0,0,0,0,0,0,0,0,0,0,0]
[14,0,null,null,0,0,0,0,0,0,0,0,0,0,0,0,0,0,0]
[15,0,null,null,0,0,0,0,0,0,0,0,0,0,0,0,0,0,0]
[16,0,null,null,0,0,0,0,0,0,0,0,0,0,0,0,0,0,0]
[17,0,null,null,0,0,0,0,0,0,0,0,0,0,0,0,0,0,0]
[18,0,null,null,0,0,0,0,0,0,0,0,0,0,0,0,0,0,0]
[19,0,null,null,0,0,0,0,0,0,0,0,0,0,0,0,0,0,0]
[20,0,null,null,0,0,0,0,0,0,0,0,0,0,0,0,0,0,0]
[21,0,null,null,0,0,0,0,0,0,0,0,0,0,0,0,0,0,0]
[22,0,null,null,0,0,0,0,0,0,0,0,0,0,0,0,0,0,0]
[23,0,null,null,0,0,0,0,0,0,0,0,0,0,0,0,0,0,0]
[24,0,null,null,0,0,0,0,0,0,0,0,0,0,0,0,0,0,0]
[25,0,null,null,0,0,0,0,0,0,0,0,0,0,0,0,0,0,0]
[26,0,null,null,0,0,0,0,0,0,0,0,0,0,0,0,0,0,0]
[27,0,null,null,0,0,0,0,0,0,0,0,0,0,0,0,0,0,0]
[28,0,null,null,0,0,0,0,0,0,0,0,0,0,0,0,0,0,0]
[29,0,null,null,0,0,0,0,0,0,0,0,0,0,0,0,0,0,0]
[30,0,null,null,0,0,0,0,0,0,0,0,0,0,0,0,0,0,0]
[31,0,null,null,0,0,0,0,0,0,0,0,0,0,0,0,0,0,0]
[32,0,null,null,0,0,0,0,0,0,0,0,0,0,0,0,0,0,0]
[33,0,null,null,0,0,0,0,0,0,0,0,0,0,0,0,0,0,0]
[34,0,null,null,0,0,0,0,0,0,0,0,0,0,0,0,0,0,0]
[35,0,null,null,0,0,0,0,0,0,0,0,0,0,0,0,0,0,0]
[36,0,null,null,0,0,0,0,0,0,0,0,0,0,0,0,0,0,0]
[37,0,null,null,0,0,0,0,0,0,0,0,0,0,0,0,0,0,0]
[38,0,null,null,0,0,0,0,0,0,0,0,0,0,0,0,0,0,0]
[39,0,null,null,0,0,0,0,0,0,0,0,0,0,0,0,0,0,0]
[40,0,null,null,0,0,0,0,0,0,0,0,0,0,0,0,0,0,0]
[41,0,null,null,0,0,0,0,0,0,0,0,0,0,0,0,0,0,0]
[42,0,null,null,0,0,0,0,0,0,0,0,0,0,0,0,0,0,0]
[43,0,null,null,0,0,0,0,0,0,0,0,0,0,0,0,0,0,0]
[44,0,null,null,0,0,0,0,0,0,0,0,0,0,0,0,0,0,0]
[45,0,null,null,0,0,0,0,0,0,0,0,0,0,0,0,0,0,0]
[46,0,null,null,0,0,0,0,0,0,0,0,0,0,0,0,0,0,0]
[47,0,null,null,0,0,0,0,0,0,0,0,0,0,0,0,0,0,0]
[48,0,null,null,0,0,0,0,0,0,0,0,0,0,0,0,0,0,0]
[49,0,null,null,0,0,0,0,0,0,0,0,0,0,0,0,0,0,0]
[50,0,null,null,0,0,0,0,0,0,0,0,0,0,0,0,0,0,0]
[51,0,null,null,0,0,0,0,0,0,0,0,0,0,0,0,0,0,0]
[52,0,null,null,0,0,0,0,0,0,0,0,0,0,0,0,0,0,0]
[53,0,null,null,0,0,0,0,0,0,0,0,0,0,0,0,0,0,0]
[54,0,null,null,0,0,0,0,0,0,0,0,0,0,0,0,0,0,0]
[55,0,null,null,0,0,0,0,0,0,0,0,0,0,0,0,0,0,0]
[56,0,null,null,0,0,0,0,0,0,0,0,0,0,0,0,0,0,0]
[57,0,null,null,0,0,0,0,0,0,0,0,0,0,0,0,0,0,0]
[58,0,null,null,0,0,0,0,0,0,0,0,0,0,0,0,0,0,0]
[59,0,null,null,0,0,0,0,0,0,0,0,0,0,0,0,0,0,0]
[60,0,null,null,0,0,0,0,0,0,0,0,0,0,0,0,0,0,0]
[61,0,null,null,0,0,0,0,0,0,0,0,0,0,0,0,0,0,0]
[62,0,null,null,0,0,0,0,0,0,0,0,0,0,0,0,0,0,0]
[63,0,null,null,0,0,0,0,0,0,0,0,0,0,0,0,0,0,0]
[64,0,null,null,0,0,0,0,0,0,0,0,0,0,0,0,0,0,0]
[65,0,null,null,0,0,0,0,0,0,0,0,0,0,0,0,0,0,0]
[66,{"$f":"SUM(E77:BL77)","v":0},null,null,0,0,0,0,0,0,0,0,0,0,0,0,0,0,0]
[67,0,null,null,0,0,0,0,0,0,0,0,0,0,0,0,0,0,0]
[68,0,null,null,0,0,0,0,0,0,0,0,0,0,0,0,0,0,0]
[69,0,null,null,0,0,0,0,0,0,0,0,0,0,0,0,0,0,0]
[70,0,null,null,0,0,0,0,0,0,0,0,0,0,0,0,0,0,0]
[71,0,null,null,0,0,0,0,0,0,0,0,0,0,0,0,0,0,0]
[72,0,null,null,0,0,0,0,0,0,0,0,0,0,0,0,0,0,0]
[73,0,null,null,0,0,0,0,0,0,0,0,0,0,0,0,0,0,0]
[74,0,null,null,0,0,0,0,0,0,0,0,0,0,0,0,0,0,0]
[75,0,null,null,0,0,0,0,0,0,0,0,0,0,0,0,0,0,0]
[76,0,null,null,0,0,0,0,0,0,0,0,0,0,0,0,0,0,0]
[77,0,null,null,0,0,0,0,0,0,0,0,0,0,0,0,0,0,0]
[78,0,null,null,0,0,0,0,0,0,0,0,0,0,0,0,0,0,0]
[79,0,null,null,0,0,0,0,0,0,0,0,0,0,0,0,0,0,0]
[80,0,null,null,0,0,0,0,0,0,0,0,0,0,0,0,0,0,0]
[81,0,null,null,0,0,0,0,0,0,0,0,0,0,0,0,0,0,0]
[82,0,null,null,0,0,0,0,0,0,0,0,0,0,0,0,0,0,0]
[83,0,null,null,0,0,0,0,0,0,0,0,0,0,0,0,0,0,0]
[84,0,null,null,0,0,0,0,0,0,0,0,0,0,0,0,0,0,0]
[85,0,null,null,0,0,0,0,0,0,0,0,0,0,0,0,0,0,0]
[86,0,null,null,0,0,0,0,0,0,0,0,0,0,0,0,0,0,0]
[87,0,null,null,0,0,0,0,0,0,0,0,0,0,0,0,0,0,0]
[88,0,null,null,0,0,0,0,0,0,0,0,0,0,0,0,0,0,0]
[89,0,null,null,0,0,0,0,0,0,0,0,0,0,0,0,0,0,0]
[90,0,null,null,0,0,0,0,0,0,0,0,0,0,0,0,0,0,0]
[91,0,null,null,0,0,0,0,0,0,0,0,0,0,0,0,0,0,0]
[92,0,null,null,0,0,0,0,0,0,0,0,0,0,0,0,0,0,0]
[93,0,null,null,0,0,0,0,0,0,0,0,0,0,0,0,0,0,0]
[94,0,null,null,0,0,0,0,0,0,0,0,0,0,0,0,0,0,0]
[95,0,null,null,0,0,0,0,0,0,0,0,0,0,0,0,0,0,0]
[96,0,null,null,0,0,0,0,0,0,0,0,0,0,0,0,0,0,0]
[97,0,null,null,0,0,0,0,0,0,0,0,0,0,0,0,0,0,0]
[98,0,null,null,0,0,0,0,0,0,0,0,0,0,0,0,0,0,0]
[99,0,null,null,0,0,0,0,0,0,0,0,0,0,0,0,0,0,0]
[100,0,null,null,0,0,0,0,0,0,0,0,0,0,0,0,0,0,0]
[101,0,null,null,0,0,0,0,0,0,0,0,0,0,0,0,0,0,0]
[102,0,null,null,0,0,0,0,0,0,0,0,0,0,0,0,0,0,0]
[103,0,null,null,0,0,0,0,0,0,0,0,0,0,0,0,0,0,0]
[104,0,null,null,0,0,0,0,0,0,0,0,0,0,0,0,0,0,0]
[105,0,null,null,0,0,0,0,0,0,0,0,0,0,0,0,0,0,0]
[106,0,null,null,0,0,0,0,0,0,0,0,0,0,0,0,0,0,0]
[107,0,null,null,0,0,0,0,0,0,0,0,0,0,0,0,0,0,0]
[108,0,null,null,0,0,0,0,0,0,0,0,0,0,0,0,0,0,0]
[109,0,null,null,0,0,0,0,0,0,0,0,0,0,0,0,0,0,0]
[110,0,null,null,0,0,0,0,0,0,0,0,0,0,0,0,0,0,0]
[111,0,null,null,0,0,0,0,0,0,0,0,0,0,0,0,0,0,0]
[112,0,null,null,0,0,0,0,0,0,0,0,0,0,0,0,0,0,0]
[113,0,null,null,0,0,0,0,0,0,0,0,0,0,0,0,0,0,0]
[114,0,null,null,0,0,0,0,0,0,0,0,0,0,0,0,0,0,0]
[115,0,null,null,0,0,0,0,0,0,0,0,0,0,0,0,0,0,0]
[116,0,null,null,0,0,0,0,0,0,0,0,0,0,0,0,0,0,0]
[117,0,null,null,0,0,0,0,0,0,0,0,0,0,0,0,0,0,0]
[118,0,null,null,0,0,0,0,0,0,0,0,0,0,0,0,0,0,0]
[119,0,null,null,0,0,0,0,0,0,0,0,0,0,0,0,0,0,0]
[120,0,null,null,0,0,0,0,0,0,0,0,0,0,0,0,0,0,0]
[121,0,null,null,0,0,0,0,0,0,0,0,0,0,0,0,0,0,0]
[122,0,null,null,0,0,0,0,0,0,0,0,0,0,0,0,0,0,0]
[123,0,null,null,0,0,0,0,0,0,0,0,0,0,0,0,0,0,0]
[124,0,null,null,0,0,0,0,0,0,0,0,0,0,0,0,0,0,0]
[125,0,null,null,0,0,0,0,0,0,0,0,0,0,0,0,0,0,0]
[126,0,null,null,0,0,0,0,0,0,0,0,0,0,0,0,0,0,0]
[127,0,null,null,0,0,0,0,0,0,0,0,0,0,0,0,0,0,0]
[128,0,null,null,0,0,0,0,0,0,0,0,0,0,0,0,0,0,0]
[129,0,null,null,0,0,0,0,0,0,0,0,0,0,0,0,0,0,0]
[130,{"$f":"SUM(E141:BL141)","v":0},null,null,0,0,0,0,0,0,0,0,0,0,0,0,0,0,0]
[131,0,null,null,0,0,0,0,0,0,0,0,0,0,0,0,0,0,0]
[132,0,null,null,0,0,0,0,0,0,0,0,0,0,0,0,0,0,0]
[133,0,null,null,0,0,0,0,0,0,0,0,0,0,0,0,0,0,0]
[134,0,null,null,0,0,0,0,0,0,0,0,0,0,0,0,0,0,0]
[135,0,null,null,0,0,0,0,0,0,0,0,0,0,0,0,0,0,0]
[136,0,null,null,0,0,0,0,0,0,0,0,0,0,0,0,0,0,0]
[137,0,null,null,0,0,0,0,0,0,0,0,0,0,0,0,0,0,0]
[138,0,null,null,0,0,0,0,0,0,0,0,0,0,0,0,0,0,0]
[139,0,null,null,0,0,0,0,0,0,0,0,0,0,0,0,0,0,0]
[140,0,null,null,0,0,0,0,0,0,0,0,0,0,0,0,0,0,0]
[141,0,null,null,0,0,0,0,0,0,0,0,0,0,0,0,0,0,0]
[142,0,null,null,0,0,0,0,0,0,0,0,0,0,0,0,0,0,0]
[143,0,null,null,0,0,0,0,0,0,0,0,0,0,0,0,0,0,0]
[144,0,null,null,0,0,0,0,0,0,0,0,0,0,0,0,0,0,0]
[145,0,null,null,0,0,0,0,0,0,0,0,0,0,0,0,0,0,0]
[146,0,null,null,0,0,0,0,0,0,0,0,0,0,0,0,0,0,0]
[147,0,null,null,0,0,0,0,0,0,0,0,0,0,0,0,0,0,0]
[148,0,null,null,0,0,0,0,0,0,0,0,0,0,0,0,0,0,0]
[149,0,null,null,0,0,0,0,0,0,0,0,0,0,0,0,0,0,0]
[150,0,null,null,0,0,0,0,0,0,0,0,0,0,0,0,0,0,0]
[151,0,null,null,0,0,0,0,0,0,0,0,0,0,0,0,0,0,0]
[152,0,null,null,0,0,0,0,0,0,0,0,0,0,0,0,0,0,0]
[153,0,null,null,0,0,0,0,0,0,0,0,0,0,0,0,0,0,0]
[154,0,null,null,0,0,0,0,0,0,0,0,0,0,0,0,0,0,0]
[155,0,null,null,0,0,0,0,0,0,0,0,0,0,0,0,0,0,0]
[156,0,null,null,0,0,0,0,0,0,0,0,0,0,0,0,0,0,0]
[157,0,null,null,0,0,0,0,0,0,0,0,0,0,0,0,0,0,0]
[158,0,null,null,0,0,0,0,0,0,0,0,0,0,0,0,0,0,0]
[159,0,null,null,0,0,0,0,0,0,0,0,0,0,0,0,0,0,0]
[160,0,null,null,0,0,0,0,0,0,0,0,0,0,0,0,0,0,0]
[161,0,null,null,0,0,0,0,0,0,0,0,0,0,0,0,0,0,0]
[162,0,null,null,0,0,0,0,0,0,0,0,0,0,0,0,0,0,0]
[163,0,null,null,0,0,0,0,0,0,0,0,0,0,0,0,0,0,0]
[164,0,null,null,0,0,0,0,0,0,0,0,0,0,0,0,0,0,0]
[165,0,null,null,0,0,0,0,0,0,0,0,0,0,0,0,0,0,0]
[166,0,null,null,0,0,0,0,0,0,0,0,0,0,0,0,0,0,0]
[167,0,null,null,0,0,0,0,0,0,0,0,0,0,0,0,0,0,0]
[168,0,null,null,0,0,0,0,0,0,0,0,0,0,0,0,0,0,0]
[169,0,null,null,0,0,0,0,0,0,0,0,0,0,0,0,0,0,0]
[170,0,null,null,0,0,0,0,0,0,0,0,0,0,0,0,0,0,0]
[171,0,null,null,0,0,0,0,0,0,0,0,0,0,0,0,0,0,0]
[172,0,null,null,0,0,0,0,0,0,0,0,0,0,0,0,0,0,0]
[173,0,null,null,0,0,0,0,0,0,0,0,0,0,0,0,0,0,0]
[174,0,null,null,0,0,0,0,0,0,0,0,0,0,0,0,0,0,0]
[175,0,null,null,0,0,0,0,0,0,0,0,0,0,0,0,0,0,0]
[176,0,null,null,0,0,0,0,0,0,0,0,0,0,0,0,0,0,0]
[177,0,null,null,0,0,0,0,0,0,0,0,0,0,0,0,0,0,0]
[178,0,null,null,0,0,0,0,0,0,0,0,0,0,0,0,0,0,0]
[179,0,null,null,0,0,0,0,0,0,0,0,0,0,0,0,0,0,0]
[180,0,null,null,0,0,0,0,0,0,0,0,0,0,0,0,0,0,0]
[181,0,null,null,0,0,0,0,0,0,0,0,0,0,0,0,0,0,0]
[182,0,null,null,0,0,0,0,0,0,0,0,0,0,0,0,0,0,0]
[183,0,null,null,0,0,0,0,0,0,0,0,0,0,0,0,0,0,0]
[184,0,null,null,0,0,0,0,0,0,0,0,0,0,0,0,0,0,0]
[185,0,null,null,0,0,0,0,0,0,0,0,0,0,0,0,0,0,0]
[186,0,null,null,0,0,0,0,0,0,0,0,0,0,0,0,0,0,0]
[187,0,null,null,0,0,0,0,0,0,0,0,0,0,0,0,0,0,0]
[188,0,null,null,0,0,0,0,0,0,0,0,0,0,0,0,0,0,0]
[189,0,null,null,0,0,0,0,0,0,0,0,0,0,0,0,0,0,0]
[190,0,null,null,0,0,0,0,0,0,0,0,0,0,0,0,0,0,0]
[191,0,null,null,0,0,0,0,0,0,0,0,0,0,0,0,0,0,0]
[192,0,null,null,0,0,0,0,0,0,0,0,0,0,0,0,0,0,0]
[193,0,null,null,0,0,0,0,0,0,0,0,0,0,0,0,0,0,0]
[194,{"$f":"SUM(E205:BL205)","v":0},null,null,0,0,0,0,0,0,0,0,0,0,0,0,0,0,0]
[195,0,null,null,0,0,0,0,0,0,0,0,0,0,0,0,0,0,0]
[196,0,null,null,0,0,0,0,0,0,0,0,0,0,0,0,0,0,0]
[197,0,null,null,0,0,0,0,0,0,0,0,0,0,0,0,0,0,0]
[198,0,null,null,0,0,0,0,0,0,0,0,0,0,0,0,0,0,0]
[199,0,null,null,0,0,0,0,0,0,0,0,0,0,0,0,0,0,0]
[200,0,null,null,0,0,0,0,0,0,0,0,0,0,0,0,0,0,0]
[201,0,null,null,0,0,0,0,0,0,0,0,0,0,0,0,0,0,0]
[202,0,null,null,0,0,0,0,0,0,0,0,0,0,0,0,0,0,0]
[203,0,null,null,0,0,0,0,0,0,0,0,0,0,0,0,0,0,0]
[204,0,null,null,0,0,0,0,0,0,0,0,0,0,0,0,0,0,0]
[205,0,null,null,0,0,0,0,0,0,0,0,0,0,0,0,0,0,0]
[206,0,null,null,0,0,0,0,0,0,0,0,0,0,0,0,0,0,0]
[207,0,null,null,0,0,0,0,0,0,0,0,0,0,0,0,0,0,0]
[208,0,null,null,0,0,0,0,0,0,0,0,0,0,0,0,0,0,0]
[209,0,null,null,0,0,0,0,0,0,0,0,0,0,0,0,0,0,0]
[210,0,null,null,0,0,0,0,0,0,0,0,0,0,0,0,0,0,0]
[211,0,null,null,0,0,0,0,0,0,0,0,0,0,0,0,0,0,0]
[212,0,null,null,0,0,0,0,0,0,0,0,0,0,0,0,0,0,0]
[213,0,null,null,0,0,0,0,0,0,0,0,0,0,0,0,0,0,0]
[214,0,null,null,0,0,0,0,0,0,0,0,0,0,0,0,0,0,0]
[215,0,null,null,0,0,0,0,0,0,0,0,0,0,0,0,0,0,0]
[216,0,null,null,0,0,0,0,0,0,0,0,0,0,0,0,0,0,0]
[217,0,null,null,0,0,0,0,0,0,0,0,0,0,0,0,0,0,0]
[218,0,null,null,0,0,0,0,0,0,0,0,0,0,0,0,0,0,0]
[219,0,null,null,0,0,0,0,0,0,0,0,0,0,0,0,0,0,0]
[220,0,null,null,0,0,0,0,0,0,0,0,0,0,0,0,0,0,0]
[221,0,null,null,0,0,0,0,0,0,0,0,0,0,0,0,0,0,0]
[222,0,null,null,0,0,0,0,0,0,0,0,0,0,0,0,0,0,0]
[223,0,null,null,0,0,0,0,0,0,0,0,0,0,0,0,0,0,0]
[224,0,null,null,0,0,0,0,0,0,0,0,0,0,0,0,0,0,0]
[225,0,null,null,0,0,0,0,0,0,0,0,0,0,0,0,0,0,0]
[226,0,null,null,0,0,0,0,0,0,0,0,0,0,0,0,0,0,0]
[227,0,null,null,0,0,0,0,0,0,0,0,0,0,0,0,0,0,0]
[228,0,null,null,0,0,0,0,0,0,0,0,0,0,0,0,0,0,0]
[229,0,null,null,0,0,0,0,0,0,0,0,0,0,0,0,0,0,0]
[230,0,null,null,0,0,0,0,0,0,0,0,0,0,0,0,0,0,0]
[231,0,null,null,0,0,0,0,0,0,0,0,0,0,0,0,0,0,0]
[232,0,null,null,0,0,0,0,0,0,0,0,0,0,0,0,0,0,0]
[233,0,null,null,0,0,0,0,0,0,0,0,0,0,0,0,0,0,0]
[234,0,null,null,0,0,0,0,0,0,0,0,0,0,0,0,0,0,0]
[235,0,null,null,0,0,0,0,0,0,0,0,0,0,0,0,0,0,0]
[236,0,null,null,0,0,0,0,0,0,0,0,0,0,0,0,0,0,0]
[237,0,null,null,0,0,0,0,0,0,0,0,0,0,0,0,0,0,0]
[238,0,null,null,0,0,0,0,0,0,0,0,0,0,0,0,0,0,0]
[239,0,null,null,0,0,0,0,0,0,0,0,0,0,0,0,0,0,0]
[240,0,null,null,0,0,0,0,0,0,0,0,0,0,0,0,0,0,0]
[241,0,null,null,0,0,0,0,0,0,0,0,0,0,0,0,0,0,0]
[242,0,null,null,0,0,0,0,0,0,0,0,0,0,0,0,0,0,0]
[243,0,null,null,0,0,0,0,0,0,0,0,0,0,0,0,0,0,0]
[244,0,null,null,0,0,0,0,0,0,0,0,0,0,0,0,0,0,0]
[245,0,null,null,0,0,0,0,0,0,0,0,0,0,0,0,0,0,0]
[246,0,null,null,0,0,0,0,0,0,0,0,0,0,0,0,0,0,0]
[247,0,null,null,0,0,0,0,0,0,0,0,0,0,0,0,0,0,0]
[248,0,null,null,0,0,0,0,0,0,0,0,0,0,0,0,0,0,0]
[249,0,null,null,0,0,0,0,0,0,0,0,0,0,0,0,0,0,0]
[250,0,null,null,0,0,0,0,0,0,0,0,0,0,0,0,0,0,0]
[251,0,null,null,0,0,0,0,0,0,0,0,0,0,0,0,0,0,0]
[252,0,null,null,0,0,0,0,0,0,0,0,0,0,0,0,0,0,0]
[253,0,null,null,0,0,0,0,0,0,0,0,0,0,0,0,0,0,0]
[254,0,null,null,0,0,0,0,0,0,0,0,0,0,0,0,0,0,0]
[255,0,null,null,0,0,0,0,0,0,0,0,0,0,0,0,0,0,0]
[256,0,null,null,0,0,0,0,0,0,0,0,0,0,0,0,0,0,0]
[257,0,null,null,0,0,0,0,0,0,0,0,0,0,0,0,0,0,0]
[258,{"$f":"SUM(E269:BL269)","v":0},null,null,0,0,0,0,0,0,0,0,0,0,0,0,0,0,0]
[259,0,null,null,0,0,0,0,0,0,0,0,0,0,0,0,0,0,0]
[260,0,null,null,0,0,0,0,0,0,0,0,0,0,0,0,0,0,0]
[261,0,null,null,0,0,0,0,0,0,0,0,0,0,0,0,0,0,0]
[262,0,null,null,0,0,0,0,0,0,0,0,0,0,0,0,0,0,0]
[263,0,null,null,0,0,0,0,0,0,0,0,0,0,0,0,0,0,0]
[264,0,null,null,0,0,0,0,0,0,0,0,0,0,0,0,0,0,0]
[265,0,null,null,0,0,0,0,0,0,0,0,0,0,0,0,0,0,0]
[266,0,null,null,0,0,0,0,0,0,0,0,0,0,0,0,0,0,0]
[267,0,null,null,0,0,0,0,0,0,0,0,0,0,0,0,0,0,0]
[268,0,null,null,0,0,0,0,0,0,0,0,0,0,0,0,0,0,0]
[269,0,null,null,0,0,0,0,0,0,0,0,0,0,0,0,0,0,0]
[270,0,null,null,0,0,0,0,0,0,0,0,0,0,0,0,0,0,0]
[271,0,null,null,0,0,0,0,0,0,0,0,0,0,0,0,0,0,0]
[272,0,null,null,0,0,0,0,0,0,0,0,0,0,0,0,0,0,0]
[273,0,null,null,0,0,0,0,0,0,0,0,0,0,0,0,0,0,0]
[274,0,null,null,0,0,0,0,0,0,0,0,0,0,0,0,0,0,0]
[275,0,null,null,0,0,0,0,0,0,0,0,0,0,0,0,0,0,0]
[276,0,null,null,0,0,0,0,0,0,0,0,0,0,0,0,0,0,0]
[277,0,null,null,0,0,0,0,0,0,0,0,0,0,0,0,0,0,0]
[278,0,null,null,0,0,0,0,0,0,0,0,0,0,0,0,0,0,0]
[279,0,null,null,0,0,0,0,0,0,0,0,0,0,0,0,0,0,0]
[280,0,null,null,0,0,0,0,0,0,0,0,0,0,0,0,0,0,0]
[281,0,null,null,0,0,0,0,0,0,0,0,0,0,0,0,0,0,0]
[282,0,null,null,0,0,0,0,0,0,0,0,0,0,0,0,0,0,0]
[283,0,null,null,0,0,0,0,0,0,0,0,0,0,0,0,0,0,0]
[284,0,null,null,0,0,0,0,0,0,0,0,0,0,0,0,0,0,0]
[285,0,null,null,0,0,0,0,0,0,0,0,0,0,0,0,0,0,0]
[286,0,null,null,0,0,0,0,0,0,0,0,0,0,0,0,0,0,0]
[287,0,null,null,0,0,0,0,0,0,0,0,0,0,0,0,0,0,0]
[288,0,null,null,0,0,0,0,0,0,0,0,0,0,0,0,0,0,0]
[289,0,null,null,0,0,0,0,0,0,0,0,0,0,0,0,0,0,0]
[290,0,null,null,0,0,0,0,0,0,0,0,0,0,0,0,0,0,0]
[291,0,null,null,0,0,0,0,0,0,0,0,0,0,0,0,0,0,0]
[292,0,null,null,0,0,0,0,0,0,0,0,0,0,0,0,0,0,0]
[293,0,null,null,0,0,0,0,0,0,0,0,0,0,0,0,0,0,0]
[294,0,null,null,0,0,0,0,0,0,0,0,0,0,0,0,0,0,0]
[295,0,null,null,0,0,0,0,0,0,0,0,0,0,0,0,0,0,0]
[296,0,null,null,0,0,0,0,0,0,0,0,0,0,0,0,0,0,0]
[297,0,null,null,0,0,0,0,0,0,0,0,0,0,0,0,0,0,0]
[298,0,null,null,0,0,0,0,0,0,0,0,0,0,0,0,0,0,0]
[299,0,null,null,0,0,0,0,0,0,0,0,0,0,0,0,0,0,0]
[300,0,null,null,0,0,0,0,0,0,0,0,0,0,0,0,0,0,0]
[301,0,null,null,0,0,0,0,0,0,0,0,0,0,0,0,0,0,0]
[302,0,null,null,0,0,0,0,0,0,0,0,0,0,0,0,0,0,0]
[303,0,null,null,0,0,0,0,0,0,0,0,0,0,0,0,0,0,0]
[304,0,null,null,0,0,0,0,0,0,0,0,0,0,0,0,0,0,0]
[305,0,null,null,0,0,0,0,0,0,0,0,0,0,0,0,0,0,0]
[306,0,null,null,0,0,0,0,0,0,0,0,0,0,0,0,0,0,0]
[307,0,null,null,0,0,0,0,0,0,0,0,0,0,0,0,0,0,0]
[308,0,null,null,0,0,0,0,0,0,0,0,0,0,0,0,0,0,0]
[309,0,null,null,0,0,0,0,0,0,0,0,0,0,0,0,0,0,0]
[310,0,null,null,0,0,0,0,0,0,0,0,0,0,0,0,0,0,0]
[311,0,null,null,0,0,0,0,0,0,0,0,0,0,0,0,0,0,0]
[312,0,null,null,0,0,0,0,0,0,0,0,0,0,0,0,0,0,0]
[313,0,null,null,0,0,0,0,0,0,0,0,0,0,0,0,0,0,0]
[314,0,null,null,0,0,0,0,0,0,0,0,0,0,0,0,0,0,0]
[315,0,null,null,0,0,0,0,0,0,0,0,0,0,0,0,0,0,0]
[316,0,null,null,0,0,0,0,0,0,0,0,0,0,0,0,0,0,0]
[317,0,null,null,0,0,0,0,0,0,0,0,0,0,0,0,0,0,0]
[318,0,null,null,0,0,0,0,0,0,0,0,0,0,0,0,0,0,0]
[319,0,null,null,0,0,0,0,0,0,0,0,0,0,0,0,0,0,0]
[320,0,null,null,0,0,0,0,0,0,0,0,0,0,0,0,0,0,0]
[321,0,null,null,0,0,0,0,0,0,0,0,0,0,0,0,0,0,0]
[322,{"$f":"SUM(E333:BL333)","v":0},null,null,0,0,0,0,0,0,0,0,0,0,0,0,0,0,0]
[323,0,null,null,0,0,0,0,0,0,0,0,0,0,0,0,0,0,0]
[324,0,null,null,0,0,0,0,0,0,0,0,0,0,0,0,0,0,0]
[325,0,null,null,0,0,0,0,0,0,0,0,0,0,0,0,0,0,0]
[326,0,null,null,0,0,0,0,0,0,0,0,0,0,0,0,0,0,0]
[327,0,null,null,0,0,0,0,0,0,0,0,0,0,0,0,0,0,0]
[328,0,null,null,0,0,0,0,0,0,0,0,0,0,0,0,0,0,0]
[329,0,null,null,0,0,0,0,0,0,0,0,0,0,0,0,0,0,0]
[330,0,null,null,0,0,0,0,0,0,0,0,0,0,0,0,0,0,0]
[331,0,null,null,0,0,0,0,0,0,0,0,0,0,0,0,0,0,0]
[332,0,null,null,0,0,0,0,0,0,0,0,0,0,0,0,0,0,0]
[333,0,null,null,0,0,0,0,0,0,0,0,0,0,0,0,0,0,0]
[334,0,null,null,0,0,0,0,0,0,0,0,0,0,0,0,0,0,0]
[335,0,null,null,0,0,0,0,0,0,0,0,0,0,0,0,0,0,0]
[336,0,null,null,0,0,0,0,0,0,0,0,0,0,0,0,0,0,0]
[337,0,null,null,0,0,0,0,0,0,0,0,0,0,0,0,0,0,0]
[338,0,null,null,0,0,0,0,0,0,0,0,0,0,0,0,0,0,0]
[339,0,null,null,0,0,0,0,0,0,0,0,0,0,0,0,0,0,0]
[340,0,null,null,0,0,0,0,0,0,0,0,0,0,0,0,0,0,0]
[341,0,null,null,0,0,0,0,0,0,0,0,0,0,0,0,0,0,0]
[342,0,null,null,0,0,0,0,0,0,0,0,0,0,0,0,0,0,0]
[343,0,null,null,0,0,0,0,0,0,0,0,0,0,0,0,0,0,0]
[344,0,null,null,0,0,0,0,0,0,0,0,0,0,0,0,0,0,0]
[345,0,null,null,0,0,0,0,0,0,0,0,0,0,0,0,0,0,0]
[346,0,null,null,0,0,0,0,0,0,0,0,0,0,0,0,0,0,0]
[347,0,null,null,0,0,0,0,0,0,0,0,0,0,0,0,0,0,0]
[348,0,null,null,0,0,0,0,0,0,0,0,0,0,0,0,0,0,0]
[349,0,null,null,0,0,0,0,0,0,0,0,0,0,0,0,0,0,0]
[350,0,null,null,0,0,0,0,0,0,0,0,0,0,0,0,0,0,0]
[351,0,null,null,0,0,0,0,0,0,0,0,0,0,0,0,0,0,0]
[352,0,null,null,0,0,0,0,0,0,0,0,0,0,0,0,0,0,0]
[353,0,null,null,0,0,0,0,0,0,0,0,0,0,0,0,0,0,0]
[354,0,null,null,0,0,0,0,0,0,0,0,0,0,0,0,0,0,0]
[355,0,null,null,0,0,0,0,0,0,0,0,0,0,0,0,0,0,0]
[356,0,null,null,0,0,0,0,0,0,0,0,0,0,0,0,0,0,0]
[357,0,null,null,0,0,0,0,0,0,0,0,0,0,0,0,0,0,0]
[358,0,null,null,0,0,0,0,0,0,0,0,0,0,0,0,0,0,0]
[359,0,null,null,0,0,0,0,0,0,0,0,0,0,0,0,0,0,0]
[360,0,null,null,0,0,0,0,0,0,0,0,0,0,0,0,0,0,0]
[361,0,null,null,0,0,0,0,0,0,0,0,0,0,0,0,0,0,0]
[362,0,null,null,0,0,0,0,0,0,0,0,0,0,0,0,0,0,0]
[363,0,null,null,0,0,0,0,0,0,0,0,0,0,0,0,0,0,0]
[364,0,null,null,0,0,0,0,0,0,0,0,0,0,0,0,0,0,0]
[365,0,null,null,0,0,0,0,0,0,0,0,0,0,0,0,0,0,0]
[366,0,null,null,0,0,0,0,0,0,0,0,0,0,0,0,0,0,0]
[367,0,null,null,0,0,0,0,0,0,0,0,0,0,0,0,0,0,0]
[368,0,null,null,0,0,0,0,0,0,0,0,0,0,0,0,0,0,0]
[369,0,null,null,0,0,0,0,0,0,0,0,0,0,0,0,0,0,0]
[370,0,null,null,0,0,0,0,0,0,0,0,0,0,0,0,0,0,0]
[371,0,null,null,0,0,0,0,0,0,0,0,0,0,0,0,0,0,0]
[372,0,null,null,0,0,0,0,0,0,0,0,0,0,0,0,0,0,0]
[373,0,null,null,0,0,0,0,0,0,0,0,0,0,0,0,0,0,0]
[374,0,null,null,0,0,0,0,0,0,0,0,0,0,0,0,0,0,0]
[375,0,null,null,0,0,0,0,0,0,0,0,0,0,0,0,0,0,0]
[376,0,null,null,0,0,0,0,0,0,0,0,0,0,0,0,0,0,0]
[377,0,null,null,0,0,0,0,0,0,0,0,0,0,0,0,0,0,0]
[378,0,null,null,0,0,0,0,0,0,0,0,0,0,0,0,0,0,0]
[379,0,null,null,0,0,0,0,0,0,0,0,0,0,0,0,0,0,0]
[380,0,null,null,0,0,0,0,0,0,0,0,0,0,0,0,0,0,0]
[381,0,null,null,0,0,0,0,0,0,0,0,0,0,0,0,0,0,0]
[382,0,null,null,0,0,0,0,0,0,0,0,0,0,0,0,0,0,0]
[383,0,null,null,0,0,0,0,0,0,0,0,0,0,0,0,0,0,0]
[384,0,null,null,0,0,0,0,0,0,0,0,0,0,0,0,0,0,0]
[385,0,null,null,0,0,0,0,0,0,0,0,0,0,0,0,0,0,0]
[386,{"$f":"SUM(E397:BL397)","v":0},null,null,0,0,0,0,0,0,0,0,0,0,0,0,0,0,0]
[387,0,null,null,0,0,0,0,0,0,0,0,0,0,0,0,0,0,0]
[388,0,null,null,0,0,0,0,0,0,0,0,0,0,0,0,0,0,0]
[389,0,null,null,0,0,0,0,0,0,0,0,0,0,0,0,0,0,0]
[390,0,null,null,0,0,0,0,0,0,0,0,0,0,0,0,0,0,0]
[391,0,null,null,0,0,0,0,0,0,0,0,0,0,0,0,0,0,0]
[392,0,null,null,0,0,0,0,0,0,0,0,0,0,0,0,0,0,0]
[393,0,null,null,0,0,0,0,0,0,0,0,0,0,0,0,0,0,0]
[394,0,null,null,0,0,0,0,0,0,0,0,0,0,0,0,0,0,0]
[395,0,null,null,0,0,0,0,0,0,0,0,0,0,0,0,0,0,0]
[396,0,null,null,0,0,0,0,0,0,0,0,0,0,0,0,0,0,0]
[397,0,null,null,0,0,0,0,0,0,0,0,0,0,0,0,0,0,0]
[398,0,null,null,0,0,0,0,0,0,0,0,0,0,0,0,0,0,0]
[399,0,null,null,0,0,0,0,0,0,0,0,0,0,0,0,0,0,0]
[400,0,null,null,0,0,0,0,0,0,0,0,0,0,0,0,0,0,0]
[401,0,null,null,0,0,0,0,0,0,0,0,0,0,0,0,0,0,0]
[402,0,null,null,0,0,0,0,0,0,0,0,0,0,0,0,0,0,0]
[403,0,null,null,0,0,0,0,0,0,0,0,0,0,0,0,0,0,0]
[404,0,null,null,0,0,0,0,0,0,0,0,0,0,0,0,0,0,0]
[405,0,null,null,0,0,0,0,0,0,0,0,0,0,0,0,0,0,0]
[406,0,null,null,0,0,0,0,0,0,0,0,0,0,0,0,0,0,0]
[407,0,null,null,0,0,0,0,0,0,0,0,0,0,0,0,0,0,0]
[408,0,null,null,0,0,0,0,0,0,0,0,0,0,0,0,0,0,0]
[409,0,null,null,0,0,0,0,0,0,0,0,0,0,0,0,0,0,0]
[410,0,null,null,0,0,0,0,0,0,0,0,0,0,0,0,0,0,0]
[411,0,null,null,0,0,0,0,0,0,0,0,0,0,0,0,0,0,0]
[412,0,null,null,0,0,0,0,0,0,0,0,0,0,0,0,0,0,0]
[413,0,null,null,0,0,0,0,0,0,0,0,0,0,0,0,0,0,0]
[414,0,null,null,0,0,0,0,0,0,0,0,0,0,0,0,0,0,0]
[415,0,null,null,0,0,0,0,0,0,0,0,0,0,0,0,0,0,0]
[416,0,null,null,0,0,0,0,0,0,0,0,0,0,0,0,0,0,0]
[417,0,null,null,0,0,0,0,0,0,0,0,0,0,0,0,0,0,0]
[418,0,null,null,0,0,0,0,0,0,0,0,0,0,0,0,0,0,0]
[419,0,null,null,0,0,0,0,0,0,0,0,0,0,0,0,0,0,0]
[420,0,null,null,0,0,0,0,0,0,0,0,0,0,0,0,0,0,0]
[421,0,null,null,0,0,0,0,0,0,0,0,0,0,0,0,0,0,0]
[422,0,null,null,0,0,0,0,0,0,0,0,0,0,0,0,0,0,0]
[423,0,null,null,0,0,0,0,0,0,0,0,0,0,0,0,0,0,0]
[424,0,null,null,0,0,0,0,0,0,0,0,0,0,0,0,0,0,0]
[425,0,null,null,0,0,0,0,0,0,0,0,0,0,0,0,0,0,0]
[426,0,null,null,0,0,0,0,0,0,0,0,0,0,0,0,0,0,0]
[427,0,null,null,0,0,0,0,0,0,0,0,0,0,0,0,0,0,0]
[428,0,null,null,0,0,0,0,0,0,0,0,0,0,0,0,0,0,0]
[429,60,null,null,0,0,0,0,0,0,0,0,0,60,0,0,0,0,0]
[430,60,null,null,0,0,0,0,0,0,0,0,0,60,0,0,0,0,0]
[431,60,null,null,0,0,0,0,0,0,0,0,0,60,0,0,0,0,0]
[432,60,null,null,0,0,0,0,0,0,0,0,0,60,0,0,0,0,0]
[433,60,null,null,0,0,0,0,0,0,0,0,0,60,0,0,0,0,0]
[434,60,null,null,0,0,0,0,0,0,0,0,0,60,0,0,0,0,0]
[435,60,null,null,0,0,0,0,0,0,0,0,0,60,0,0,0,0,0]
[436,60,null,null,0,0,0,0,0,0,0,0,0,60,0,0,0,0,0]
[437,60,null,null,0,0,0,0,0,0,0,0,0,60,0,0,0,0,0]
[438,60,null,null,0,0,0,0,0,0,0,0,0,60,0,0,0,0,0]
[439,60,null,null,0,0,0,0,0,0,0,0,0,60,0,0,0,0,0]
[440,60,null,null,0,0,0,0,0,0,0,0,0,60,0,0,0,0,0]
[441,60,null,null,0,0,0,0,0,0,0,0,0,60,0,0,0,0,0]
[442,60,null,null,0,0,0,0,0,0,0,0,0,60,0,0,0,0,0]
[443,60,null,null,0,0,0,0,0,0,0,0,0,60,0,0,0,0,0]
[444,60,null,null,0,0,0,0,0,0,0,0,0,60,0,0,0,0,0]
[445,60,null,null,0,0,0,0,0,0,0,0,0,60,0,0,0,0,0]
[446,60,null,null,0,0,0,0,0,0,0,0,0,60,0,0,0,0,0]
[447,60,null,null,0,0,0,0,0,0,0,0,0,60,0,0,0,0,0]
[448,60,null,null,0,0,0,0,0,0,0,0,0,60,0,0,0,0,0]
[449,60,null,null,0,0,0,0,0,0,0,0,0,60,0,0,0,0,0]
[450,{"$f":"SUM(E461:BL461)","v":60},null,null,0,0,0,0,0,0,0,0,0,60,0,0,0,0,0]
[451,60,null,null,0,0,0,0,0,0,0,0,0,60,0,0,0,0,0]
[452,60,null,null,0,0,0,0,0,0,0,0,0,60,0,0,0,0,0]
[453,60,null,null,0,0,0,0,0,0,0,0,0,60,0,0,0,0,0]
[454,60,null,null,0,0,0,0,0,0,0,0,0,60,0,0,0,0,0]
[455,72,null,null,0,0,0,0,0,0,0,0,0,60,0,0,0,12,0]
[456,72,null,null,0,0,0,0,0,0,0,0,0,60,0,0,0,12,0]
[457,132,null,null,0,0,0,0,0,0,0,0,0,60,60,0,0,12,0]
[458,132,null,null,0,0,0,0,0,0,0,0,0,60,60,0,0,12,0]
[459,132,null,null,0,0,0,0,0,0,0,0,0,60,60,0,0,12,0]
[460,132,null,null,0,0,0,0,0,0,0,0,0,60,60,0,0,12,0]
[461,192,null,null,0,0,0,0,60,0,0,0,0,60,60,0,0,12,0]
[462,192,null,null,0,0,0,0,60,0,0,0,0,60,60,0,0,12,0]
[463,192,null,null,0,0,0,0,60,0,0,0,0,60,60,0,0,12,0]
[464,132,null,null,0,0,0,0,60,0,0,0,0,60,0,0,0,12,0]
[465,132,null,null,0,0,0,0,60,0,0,0,0,60,0,0,0,12,0]
[466,132,null,null,0,0,0,0,60,0,0,0,0,60,0,0,0,12,0]
[467,232,null,null,0,0,0,0,60,0,0,0,0,60,0,100,0,12,0]
[468,232,null,null,0,0,0,0,60,0,0,0,0,60,0,100,0,12,0]
[469,232,null,null,0,0,0,0,60,0,0,0,0,60,0,100,0,12,0]
[470,232,null,null,0,0,0,0,60,0,0,0,0,60,0,100,0,12,0]
[471,232,null,null,0,0,0,0,60,0,0,0,0,60,0,100,0,12,0]
[472,232,null,null,0,0,0,0,60,0,0,0,0,60,0,100,0,12,0]
[473,232,null,null,0,0,0,0,60,0,0,0,0,60,0,100,0,12,0]
[474,232,null,null,0,0,0,0,60,0,0,0,0,60,0,100,0,12,0]
[475,232,null,null,0,0,0,0,60,0,0,0,0,60,0,100,0,12,0]
[476,232,null,null,0,0,0,0,60,0,0,0,0,60,0,100,0,12,0]
[477,232,null,null,0,0,0,0,60,0,0,0,0,60,0,100,0,12,0]
[478,292,null,null,0,0,0,0,60,0,0,0,0,60,60,100,0,12,0]
[479,292,null,null,0,0,0,0,60,0,0,0,0,60,60,100,0,12,0]
[480,292,null,null,0,0,0,0,60,0,0,0,0,60,60,100,0,12,0]
[481,357,null,null,0,0,0,0,60,0,0,65,0,60,60,100,0,12,0]
[482,357,null,null,0,0,0,0,60,0,0,65,0,60,60,100,0,12,0]
[483,292,null,null,0,0,0,0,60,0,0,0,0,60,60,100,0,12,0]
[484,292,null,null,0,0,0,0,60,0,0,0,0,60,60,100,0,12,0]
[485,292,null,null,0,0,0,0,60,0,0,0,0,60,60,100,0,12,0]
[486,292,null,null,0,0,0,0,60,0,0,0,0,60,60,100,0,12,0]
[487,292,null,null,0,0,0,0,60,0,0,0,0,60,60,100,0,12,0]
[488,292,null,null,0,0,0,0,60,0,0,0,0,60,60,100,0,12,0]
[489,292,null,null,0,0,0,0,60,0,0,0,0,60,60,100,0,12,0]
[490,292,null,null,0,0,0,0,60,0,0,0,0,60,60,100,0,12,0]
[491,292,null,null,0,0,0,0,60,0,0,0,0,60,60,100,0,12,0]
[492,292,null,null,0,0,0,0,60,0,0,0,0,60,60,100,0,12,0]
[493,292,null,null,0,0,0,0,60,0,0,0,0,60,60,100,0,12,0]
[494,292,null,null,0,0,0,0,60,0,0,0,0,60,60,100,0,12,0]
[495,292,null,null,0,0,0,0,60,0,0,0,0,60,60,100,0,12,0]
[496,292,null,null,0,0,0,0,60,0,0,0,0,60,60,100,0,12,0]
[497,292,null,null,0,0,0,0,60,0,0,0,0,60,60,100,0,12,0]
[498,292,null,null,0,0,0,0,60,0,0,0,0,60,60,100,0,12,0]
[499,292,null,null,0,0,0,0,60,0,0,0,0,60,60,100,0,12,0]
[500,292,null,null,0,0,0,0,60,0,0,0,0,60,60,100,0,12,0]
[501,232,null,null,0,0,0,0,0,0,0,0,0,60,60,100,0,12,0]
[502,220,null,null,0,0,0,0,0,0,0,0,0,60,60,100,0,0,0]
[503,255,null,null,0,0,35,0,0,0,0,0,0,60,60,100,0,0,0]
[504,255,null,null,0,0,35,0,0,0,0,0,0,60,60,100,0,0,0]
[505,255,null,null,0,0,35,0,0,0,0,0,0,60,60,100,0,0,0]
[506,255,null,null,0,0,35,0,0,0,0,0,0,60,60,100,0,0,0]
[507,255,null,null,0,0,35,0,0,0,0,0,0,60,60,100,0,0,0]
[508,255,null,null,0,0,35,0,0,0,0,0,0,60,60,100,0,0,0]
[509,255,null,null,0,0,35,0,0,0,0,0,0,60,60,100,0,0,0]
[510,220,null,null,0,0,0,0,0,0,0,0,0,60,60,100,0,0,0]
[511,220,null,null,0,0,0,0,0,0,0,0,0,60,60,100,0,0,0]
[512,220,null,null,0,0,0,0,0,0,0,0,0,60,60,100,0,0,0]
[513,220,null,null,0,0,0,0,0,0,0,0,0,60,60,100,0,0,0]
[514,{"$f":"SUM(E525:BL525)","v":220},null,null,0,0,0,0,0,0,0,0,0,60,60,100,0,0,0]
[515,220,null,null,0,0,0,0,0,0,0,0,0,60,60,100,0,0,0]
[516,220,null,null,0,0,0,0,0,0,0,0,0,60,60,100,0,0,0]
[517,220,null,null,0,0,0,0,0,0,0,0,0,60,60,100,0,0,0]
[518,220,null,null,0,0,0,0,0,0,0,0,0,60,60,100,0,0,0]
[519,220,null,null,0,0,0,0,0,0,0,0,0,60,60,100,0,0,0]
[520,220,null,null,0,0,0,0,0,0,0,0,0,60,60,100,0,0,0]
[521,220,null,null,0,0,0,0,0,0,0,0,0,60,60,100,0,0,0]
[522,220,null,null,0,0,0,0,0,0,0,0,0,60,60,100,0,0,0]
[523,120,null,null,0,0,0,0,0,0,0,0,0,60,60,0,0,0,0]
[524,120,null,null,0,0,0,0,0,0,0,0,0,60,60,0,0,0,0]
[525,120,null,null,0,0,0,0,0,0,0,0,0,60,60,0,0,0,0]
[526,120,null,null,0,0,0,0,0,0,0,0,0,60,60,0,0,0,0]
[527,120,null,null,0,0,0,0,0,0,0,0,0,60,60,0,0,0,0]
[528,120,null,null,0,0,0,0,0,0,0,0,0,60,60,0,0,0,0]
[529,120,null,null,0,0,0,0,0,0,0,0,0,60,60,0,0,0,0]
[530,120,null,null,0,0,0,0,0,0,0,0,0,60,60,0,0,0,0]
[531,0,null,null,0,0,0,0,0,0,0,0,0,0,0,0,0,0,0]
[532,0,null,null,0,0,0,0,0,0,0,0,0,0,0,0,0,0,0]
[533,0,null,null,0,0,0,0,0,0,0,0,0,0,0,0,0,0,0]
[534,0,null,null,0,0,0,0,0,0,0,0,0,0,0,0,0,0,0]
[535,0,null,null,0,0,0,0,0,0,0,0,0,0,0,0,0,0,0]
[536,0,null,null,0,0,0,0,0,0,0,0,0,0,0,0,0,0,0]
[537,0,null,null,0,0,0,0,0,0,0,0,0,0,0,0,0,0,0]
[538,0,null,null,0,0,0,0,0,0,0,0,0,0,0,0,0,0,0]
[539,0,null,null,0,0,0,0,0,0,0,0,0,0,0,0,0,0,0]
[540,0,null,null,0,0,0,0,0,0,0,0,0,0,0,0,0,0,0]
[541,0,null,null,0,0,0,0,0,0,0,0,0,0,0,0,0,0,0]
[542,0,null,null,0,0,0,0,0,0,0,0,0,0,0,0,0,0,0]
[543,0,null,null,0,0,0,0,0,0,0,0,0,0,0,0,0,0,0]
[544,0,null,null,0,0,0,0,0,0,0,0,0,0,0,0,0,0,0]
[545,0,null,null,0,0,0,0,0,0,0,0,0,0,0,0,0,0,0]
[546,0,null,null,0,0,0,0,0,0,0,0,0,0,0,0,0,0,0]
[547,0,null,null,0,0,0,0,0,0,0,0,0,0,0,0,0,0,0]
[548,0,null,null,0,0,0,0,0,0,0,0,0,0,0,0,0,0,0]
[549,0,null,null,0,0,0,0,0,0,0,0,0,0,0,0,0,0,0]
[550,0,null,null,0,0,0,0,0,0,0,0,0,0,0,0,0,0,0]
[551,0,null,null,0,0,0,0,0,0,0,0,0,0,0,0,0,0,0]
[552,0,null,null,0,0,0,0,0,0,0,0,0,0,0,0,0,0,0]
[553,0,null,null,0,0,0,0,0,0,0,0,0,0,0,0,0,0,0]
[554,0,null,null,0,0,0,0,0,0,0,0,0,0,0,0,0,0,0]
[555,0,null,null,0,0,0,0,0,0,0,0,0,0,0,0,0,0,0]
[556,0,null,null,0,0,0,0,0,0,0,0,0,0,0,0,0,0,0]
[557,0,null,null,0,0,0,0,0,0,0,0,0,0,0,0,0,0,0]
[558,0,null,null,0,0,0,0,0,0,0,0,0,0,0,0,0,0,0]
[559,0,null,null,0,0,0,0,0,0,0,0,0,0,0,0,0,0,0]
[560,0,null,null,0,0,0,0,0,0,0,0,0,0,0,0,0,0,0]
[561,0,null,null,0,0,0,0,0,0,0,0,0,0,0,0,0,0,0]
[562,0,null,null,0,0,0,0,0,0,0,0,0,0,0,0,0,0,0]
[563,0,null,null,0,0,0,0,0,0,0,0,0,0,0,0,0,0,0]
[564,0,null,null,0,0,0,0,0,0,0,0,0,0,0,0,0,0,0]
[565,0,null,null,0,0,0,0,0,0,0,0,0,0,0,0,0,0,0]
[566,0,null,null,0,0,0,0,0,0,0,0,0,0,0,0,0,0,0]
[567,0,null,null,0,0,0,0,0,0,0,0,0,0,0,0,0,0,0]
[568,0,null,null,0,0,0,0,0,0,0,0,0,0,0,0,0,0,0]
[569,0,null,null,0,0,0,0,0,0,0,0,0,0,0,0,0,0,0]
[570,0,null,null,0,0,0,0,0,0,0,0,0,0,0,0,0,0,0]
[571,0,null,null,0,0,0,0,0,0,0,0,0,0,0,0,0,0,0]
[572,0,null,null,0,0,0,0,0,0,0,0,0,0,0,0,0,0,0]
[573,0,null,null,0,0,0,0,0,0,0,0,0,0,0,0,0,0,0]
[574,0,null,null,0,0,0,0,0,0,0,0,0,0,0,0,0,0,0]
[575,0,null,null,0,0,0,0,0,0,0,0,0,0,0,0,0,0,0]
[576,0,null,null,0,0,0,0,0,0,0,0,0,0,0,0,0,0,0]
[577,0,null,null,0,0,0,0,0,0,0,0,0,0,0,0,0,0,0]
[578,{"$f":"SUM(E589:BL589)","v":0},null,null,0,0,0,0,0,0,0,0,0,0,0,0,0,0,0]
[579,0,null,null,0,0,0,0,0,0,0,0,0,0,0,0,0,0,0]
[580,0,null,null,0,0,0,0,0,0,0,0,0,0,0,0,0,0,0]
[581,0,null,null,0,0,0,0,0,0,0,0,0,0,0,0,0,0,0]
[582,0,null,null,0,0,0,0,0,0,0,0,0,0,0,0,0,0,0]
[583,0,null,null,0,0,0,0,0,0,0,0,0,0,0,0,0,0,0]
[584,0,null,null,0,0,0,0,0,0,0,0,0,0,0,0,0,0,0]
[585,0,null,null,0,0,0,0,0,0,0,0,0,0,0,0,0,0,0]
[586,0,null,null,0,0,0,0,0,0,0,0,0,0,0,0,0,0,0]
[587,0,null,null,0,0,0,0,0,0,0,0,0,0,0,0,0,0,0]
[588,0,null,null,0,0,0,0,0,0,0,0,0,0,0,0,0,0,0]
[589,0,null,null,0,0,0,0,0,0,0,0,0,0,0,0,0,0,0]
[590,0,null,null,0,0,0,0,0,0,0,0,0,0,0,0,0,0,0]
[591,0,null,null,0,0,0,0,0,0,0,0,0,0,0,0,0,0,0]
[592,0,null,null,0,0,0,0,0,0,0,0,0,0,0,0,0,0,0]
[593,0,null,null,0,0,0,0,0,0,0,0,0,0,0,0,0,0,0]
[594,0,null,null,0,0,0,0,0,0,0,0,0,0,0,0,0,0,0]
[595,0,null,null,0,0,0,0,0,0,0,0,0,0,0,0,0,0,0]
[596,0,null,null,0,0,0,0,0,0,0,0,0,0,0,0,0,0,0]
[597,0,null,null,0,0,0,0,0,0,0,0,0,0,0,0,0,0,0]
[598,0,null,null,0,0,0,0,0,0,0,0,0,0,0,0,0,0,0]
[599,0,null,null,0,0,0,0,0,0,0,0,0,0,0,0,0,0,0]
[600,0,null,null,0,0,0,0,0,0,0,0,0,0,0,0,0,0,0]
[601,0,null,null,0,0,0,0,0,0,0,0,0,0,0,0,0,0,0]
[602,0,null,null,0,0,0,0,0,0,0,0,0,0,0,0,0,0,0]
[603,0,null,null,0,0,0,0,0,0,0,0,0,0,0,0,0,0,0]
[604,0,null,null,0,0,0,0,0,0,0,0,0,0,0,0,0,0,0]
[605,0,null,null,0,0,0,0,0,0,0,0,0,0,0,0,0,0,0]
[606,0,null,null,0,0,0,0,0,0,0,0,0,0,0,0,0,0,0]
[607,0,null,null,0,0,0,0,0,0,0,0,0,0,0,0,0,0,0]
[608,0,null,null,0,0,0,0,0,0,0,0,0,0,0,0,0,0,0]
[609,0,null,null,0,0,0,0,0,0,0,0,0,0,0,0,0,0,0]
[610,0,null,null,0,0,0,0,0,0,0,0,0,0,0,0,0,0,0]
[611,0,null,null,0,0,0,0,0,0,0,0,0,0,0,0,0,0,0]
[612,0,null,null,0,0,0,0,0,0,0,0,0,0,0,0,0,0,0]
[613,0,null,null,0,0,0,0,0,0,0,0,0,0,0,0,0,0,0]
[614,0,null,null,0,0,0,0,0,0,0,0,0,0,0,0,0,0,0]
[615,0,null,null,0,0,0,0,0,0,0,0,0,0,0,0,0,0,0]
[616,0,null,null,0,0,0,0,0,0,0,0,0,0,0,0,0,0,0]
[617,0,null,null,0,0,0,0,0,0,0,0,0,0,0,0,0,0,0]
[618,0,null,null,0,0,0,0,0,0,0,0,0,0,0,0,0,0,0]
[619,0,null,null,0,0,0,0,0,0,0,0,0,0,0,0,0,0,0]
[620,0,null,null,0,0,0,0,0,0,0,0,0,0,0,0,0,0,0]
[621,0,null,null,0,0,0,0,0,0,0,0,0,0,0,0,0,0,0]
[622,0,null,null,0,0,0,0,0,0,0,0,0,0,0,0,0,0,0]
[623,0,null,null,0,0,0,0,0,0,0,0,0,0,0,0,0,0,0]
[624,0,null,null,0,0,0,0,0,0,0,0,0,0,0,0,0,0,0]
[625,0,null,null,0,0,0,0,0,0,0,0,0,0,0,0,0,0,0]
[626,0,null,null,0,0,0,0,0,0,0,0,0,0,0,0,0,0,0]
[627,0,null,null,0,0,0,0,0,0,0,0,0,0,0,0,0,0,0]
[628,0,null,null,0,0,0,0,0,0,0,0,0,0,0,0,0,0,0]
[629,0,null,null,0,0,0,0,0,0,0,0,0,0,0,0,0,0,0]
[630,0,null,null,0,0,0,0,0,0,0,0,0,0,0,0,0,0,0]
[631,0,null,null,0,0,0,0,0,0,0,0,0,0,0,0,0,0,0]
[632,0,null,null,0,0,0,0,0,0,0,0,0,0,0,0,0,0,0]
[633,0,null,null,0,0,0,0,0,0,0,0,0,0,0,0,0,0,0]
[634,0,null,null,0,0,0,0,0,0,0,0,0,0,0,0,0,0,0]
[635,0,null,null,0,0,0,0,0,0,0,0,0,0,0,0,0,0,0]
[636,0,null,null,0,0,0,0,0,0,0,0,0,0,0,0,0,0,0]
[637,0,null,null,0,0,0,0,0,0,0,0,0,0,0,0,0,0,0]
[638,0,null,null,0,0,0,0,0,0,0,0,0,0,0,0,0,0,0]
[639,0,null,null,0,0,0,0,0,0,0,0,0,0,0,0,0,0,0]
[640,0,null,null,0,0,0,0,0,0,0,0,0,0,0,0,0,0,0]
[641,0,null,null,0,0,0,0,0,0,0,0,0,0,0,0,0,0,0]
[642,{"$f":"SUM(E653:BL653)","v":0},null,null,0,0,0,0,0,0,0,0,0,0,0,0,0,0,0]
[643,0,null,null,0,0,0,0,0,0,0,0,0,0,0,0,0,0,0]
[644,0,null,null,0,0,0,0,0,0,0,0,0,0,0,0,0,0,0]
[645,0,null,null,0,0,0,0,0,0,0,0,0,0,0,0,0,0,0]
[646,0,null,null,0,0,0,0,0,0,0,0,0,0,0,0,0,0,0]
[647,0,null,null,0,0,0,0,0,0,0,0,0,0,0,0,0,0,0]
[648,0,null,null,0,0,0,0,0,0,0,0,0,0,0,0,0,0,0]
[649,0,null,null,0,0,0,0,0,0,0,0,0,0,0,0,0,0,0]
[650,0,null,null,0,0,0,0,0,0,0,0,0,0,0,0,0,0,0]
[651,0,null,null,0,0,0,0,0,0,0,0,0,0,0,0,0,0,0]
[652,0,null,null,0,0,0,0,0,0,0,0,0,0,0,0,0,0,0]
[653,0,null,null,0,0,0,0,0,0,0,0,0,0,0,0,0,0,0]
[654,0,null,null,0,0,0,0,0,0,0,0,0,0,0,0,0,0,0]
[655,0,null,null,0,0,0,0,0,0,0,0,0,0,0,0,0,0,0]
[656,0,null,null,0,0,0,0,0,0,0,0,0,0,0,0,0,0,0]
[657,0,null,null,0,0,0,0,0,0,0,0,0,0,0,0,0,0,0]
[658,0,null,null,0,0,0,0,0,0,0,0,0,0,0,0,0,0,0]
[659,0,null,null,0,0,0,0,0,0,0,0,0,0,0,0,0,0,0]
[660,0,null,null,0,0,0,0,0,0,0,0,0,0,0,0,0,0,0]
[661,0,null,null,0,0,0,0,0,0,0,0,0,0,0,0,0,0,0]
[662,0,null,null,0,0,0,0,0,0,0,0,0,0,0,0,0,0,0]
[663,0,null,null,0,0,0,0,0,0,0,0,0,0,0,0,0,0,0]
[664,0,null,null,0,0,0,0,0,0,0,0,0,0,0,0,0,0,0]
[665,0,null,null,0,0,0,0,0,0,0,0,0,0,0,0,0,0,0]
[666,0,null,null,0,0,0,0,0,0,0,0,0,0,0,0,0,0,0]
[667,0,null,null,0,0,0,0,0,0,0,0,0,0,0,0,0,0,0]
[668,0,null,null,0,0,0,0,0,0,0,0,0,0,0,0,0,0,0]
[669,0,null,null,0,0,0,0,0,0,0,0,0,0,0,0,0,0,0]
[670,0,null,null,0,0,0,0,0,0,0,0,0,0,0,0,0,0,0]
[671,0,null,null,0,0,0,0,0,0,0,0,0,0,0,0,0,0,0]
[672,0,null,null,0,0,0,0,0,0,0,0,0,0,0,0,0,0,0]
[673,0,null,null,0,0,0,0,0,0,0,0,0,0,0,0,0,0,0]
[674,0,null,null,0,0,0,0,0,0,0,0,0,0,0,0,0,0,0]
[675,0,null,null,0,0,0,0,0,0,0,0,0,0,0,0,0,0,0]
[676,0,null,null,0,0,0,0,0,0,0,0,0,0,0,0,0,0,0]
[677,0,null,null,0,0,0,0,0,0,0,0,0,0,0,0,0,0,0]
[678,0,null,null,0,0,0,0,0,0,0,0,0,0,0,0,0,0,0]
[679,0,null,null,0,0,0,0,0,0,0,0,0,0,0,0,0,0,0]
[680,0,null,null,0,0,0,0,0,0,0,0,0,0,0,0,0,0,0]
[681,0,null,null,0,0,0,0,0,0,0,0,0,0,0,0,0,0,0]
[682,0,null,null,0,0,0,0,0,0,0,0,0,0,0,0,0,0,0]
[683,0,null,null,0,0,0,0,0,0,0,0,0,0,0,0,0,0,0]
[684,0,null,null,0,0,0,0,0,0,0,0,0,0,0,0,0,0,0]
[685,0,null,null,0,0,0,0,0,0,0,0,0,0,0,0,0,0,0]
[686,0,null,null,0,0,0,0,0,0,0,0,0,0,0,0,0,0,0]
[687,0,null,null,0,0,0,0,0,0,0,0,0,0,0,0,0,0,0]
[688,0,null,null,0,0,0,0,0,0,0,0,0,0,0,0,0,0,0]
[689,0,null,null,0,0,0,0,0,0,0,0,0,0,0,0,0,0,0]
[690,0,null,null,0,0,0,0,0,0,0,0,0,0,0,0,0,0,0]
[691,0,null,null,0,0,0,0,0,0,0,0,0,0,0,0,0,0,0]
[692,0,null,null,0,0,0,0,0,0,0,0,0,0,0,0,0,0,0]
[693,0,null,null,0,0,0,0,0,0,0,0,0,0,0,0,0,0,0]
[694,0,null,null,0,0,0,0,0,0,0,0,0,0,0,0,0,0,0]
[695,0,null,null,0,0,0,0,0,0,0,0,0,0,0,0,0,0,0]
[696,0,null,null,0,0,0,0,0,0,0,0,0,0,0,0,0,0,0]
[697,0,null,null,0,0,0,0,0,0,0,0,0,0,0,0,0,0,0]
[698,0,null,null,0,0,0,0,0,0,0,0,0,0,0,0,0,0,0]
[699,0,null,null,0,0,0,0,0,0,0,0,0,0,0,0,0,0,0]
[700,0,null,null,0,0,0,0,0,0,0,0,0,0,0,0,0,0,0]
[701,0,null,null,0,0,0,0,0,0,0,0,0,0,0,0,0,0,0]
[702,0,null,null,0,0,0,0,0,0,0,0,0,0,0,0,0,0,0]
[703,0,null,null,0,0,0,0,0,0,0,0,0,0,0,0,0,0,0]
[704,0,null,null,0,0,0,0,0,0,0,0,0,0,0,0,0,0,0]
[705,0,null,null,0,0,0,0,0,0,0,0,0,0,0,0,0,0,0]
[706,{"$f":"SUM(E717:BL717)","v":0},null,null,0,0,0,0,0,0,0,0,0,0,0,0,0,0,0]
[707,0,null,null,0,0,0,0,0,0,0,0,0,0,0,0,0,0,0]
[708,0,null,null,0,0,0,0,0,0,0,0,0,0,0,0,0,0,0]
[709,0,null,null,0,0,0,0,0,0,0,0,0,0,0,0,0,0,0]
[710,0,null,null,0,0,0,0,0,0,0,0,0,0,0,0,0,0,0]
[711,0,null,null,0,0,0,0,0,0,0,0,0,0,0,0,0,0,0]
[712,0,null,null,0,0,0,0,0,0,0,0,0,0,0,0,0,0,0]
[713,0,null,null,0,0,0,0,0,0,0,0,0,0,0,0,0,0,0]
[714,0,null,null,0,0,0,0,0,0,0,0,0,0,0,0,0,0,0]
[715,0,null,null,0,0,0,0,0,0,0,0,0,0,0,0,0,0,0]
[716,0,null,null,0,0,0,0,0,0,0,0,0,0,0,0,0,0,0]
[717,0,null,null,0,0,0,0,0,0,0,0,0,0,0,0,0,0,0]
[718,0,null,null,0,0,0,0,0,0,0,0,0,0,0,0,0,0,0]
[719,0,null,null,0,0,0,0,0,0,0,0,0,0,0,0,0,0,0]
[720,0,null,null,0,0,0,0,0,0,0,0,0,0,0,0,0,0,0]
[721,0,null,null,0,0,0,0,0,0,0,0,0,0,0,0,0,0,0]
[722,0,null,null,0,0,0,0,0,0,0,0,0,0,0,0,0,0,0]
[723,0,null,null,0,0,0,0,0,0,0,0,0,0,0,0,0,0,0]
[724,0,null,null,0,0,0,0,0,0,0,0,0,0,0,0,0,0,0]
[725,0,null,null,0,0,0,0,0,0,0,0,0,0,0,0,0,0,0]
[726,0,null,null,0,0,0,0,0,0,0,0,0,0,0,0,0,0,0]
[727,0,null,null,0,0,0,0,0,0,0,0,0,0,0,0,0,0,0]
[728,0,null,null,0,0,0,0,0,0,0,0,0,0,0,0,0,0,0]
[729,0,null,null,0,0,0,0,0,0,0,0,0,0,0,0,0,0,0]
[730,0,null,null,0,0,0,0,0,0,0,0,0,0,0,0,0,0,0]
[731,0,null,null,0,0,0,0,0,0,0,0,0,0,0,0,0,0,0]
[732,0,null,null,0,0,0,0,0,0,0,0,0,0,0,0,0,0,0]
[733,0,null,null,0,0,0,0,0,0,0,0,0,0,0,0,0,0,0]
[734,0,null,null,0,0,0,0,0,0,0,0,0,0,0,0,0,0,0]
[735,0,null,null,0,0,0,0,0,0,0,0,0,0,0,0,0,0,0]
[736,0,null,null,0,0,0,0,0,0,0,0,0,0,0,0,0,0,0]
[737,0,null,null,0,0,0,0,0,0,0,0,0,0,0,0,0,0,0]
[738,0,null,null,0,0,0,0,0,0,0,0,0,0,0,0,0,0,0]
[739,0,null,null,0,0,0,0,0,0,0,0,0,0,0,0,0,0,0]
[740,0,null,null,0,0,0,0,0,0,0,0,0,0,0,0,0,0,0]
[741,0,null,null,0,0,0,0,0,0,0,0,0,0,0,0,0,0,0]
[742,0,null,null,0,0,0,0,0,0,0,0,0,0,0,0,0,0,0]
[743,0,null,null,0,0,0,0,0,0,0,0,0,0,0,0,0,0,0]
[744,0,null,null,0,0,0,0,0,0,0,0,0,0,0,0,0,0,0]
[745,0,null,null,0,0,0,0,0,0,0,0,0,0,0,0,0,0,0]
[746,0,null,null,0,0,0,0,0,0,0,0,0,0,0,0,0,0,0]
[747,12,null,null,0,0,0,0,0,0,0,0,0,0,0,0,0,12,0]
[748,12,null,null,0,0,0,0,0,0,0,0,0,0,0,0,0,12,0]
[749,0,null,null,0,0,0,0,0,0,0,0,0,0,0,0,0,0,0]
[750,0,null,null,0,0,0,0,0,0,0,0,0,0,0,0,0,0,0]
[751,0,null,null,0,0,0,0,0,0,0,0,0,0,0,0,0,0,0]
[752,0,null,null,0,0,0,0,0,0,0,0,0,0,0,0,0,0,0]
[753,0,null,null,0,0,0,0,0,0,0,0,0,0,0,0,0,0,0]
[754,35,null,null,0,0,35,0,0,0,0,0,0,0,0,0,0,0,0]
[755,35,null,null,0,0,35,0,0,0,0,0,0,0,0,0,0,0,0]
[756,35,null,null,0,0,35,0,0,0,0,0,0,0,0,0,0,0,0]
[757,35,null,null,0,0,35,0,0,0,0,0,0,0,0,0,0,0,0]
[758,35,null,null,0,0,35,0,0,0,0,0,0,0,0,0,0,0,0]
[759,35,null,null,0,0,35,0,0,0,0,0,0,0,0,0,0,0,0]
[760,35,null,null,0,0,35,0,0,0,0,0,0,0,0,0,0,0,0]
[761,35,null,null,0,0,35,0,0,0,0,0,0,0,0,0,0,0,0]
[762,35,null,null,0,0,35,0,0,0,0,0,0,0,0,0,0,0,0]
[763,35,null,null,0,0,35,0,0,0,0,0,0,0,0,0,0,0,0]
[764,35,null,null,0,0,35,0,0,0,0,0,0,0,0,0,0,0,0]
[765,35,null,null,0,0,35,0,0,0,0,0,0,0,0,0,0,0,0]
[766,35,null,null,0,0,35,0,0,0,0,0,0,0,0,0,0,0,0]
[767,35,null,null,0,0,35,0,0,0,0,0,0,0,0,0,0,0,0]
[768,35,null,null,0,0,35,0,0,0,0,0,0,0,0,0,0,0,0]
[769,0,null,null,0,0,0,0,0,0,0,0,0,0,0,0,0,0,0]
[770,{"$f":"SUM(E781:BL781)","v":0},null,null,0,0,0,0,0,0,0,0,0,0,0,0,0,0,0]
[771,0,null,null,0,0,0,0,0,0,0,0,0,0,0,0,0,0,0]
[772,0,null,null,0,0,0,0,0,0,0,0,0,0,0,0,0,0,0]
[773,0,null,null,0,0,0,0,0,0,0,0,0,0,0,0,0,0,0]
[774,0,null,null,0,0,0,0,0,0,0,0,0,0,0,0,0,0,0]
[775,0,null,null,0,0,0,0,0,0,0,0,0,0,0,0,0,0,0]
[776,0,null,null,0,0,0,0,0,0,0,0,0,0,0,0,0,0,0]
[777,0,null,null,0,0,0,0,0,0,0,0,0,0,0,0,0,0,0]
[778,0,null,null,0,0,0,0,0,0,0,0,0,0,0,0,0,0,0]
[779,0,null,null,0,0,0,0,0,0,0,0,0,0,0,0,0,0,0]
[780,0,null,null,0,0,0,0,0,0,0,0,0,0,0,0,0,0,0]
[781,0,null,null,0,0,0,0,0,0,0,0,0,0,0,0,0,0,0]
[782,0,null,null,0,0,0,0,0,0,0,0,0,0,0,0,0,0,0]
[783,0,null,null,0,0,0,0,0,0,0,0,0,0,0,0,0,0,0]
[784,0,null,null,0,0,0,0,0,0,0,0,0,0,0,0,0,0,0]
[785,0,null,null,0,0,0,0,0,0,0,0,0,0,0,0,0,0,0]
[786,0,null,null,0,0,0,0,0,0,0,0,0,0,0,0,0,0,0]
[787,0,null,null,0,0,0,0,0,0,0,0,0,0,0,0,0,0,0]
[788,0,null,null,0,0,0,0,0,0,0,0,0,0,0,0,0,0,0]
[789,0,null,null,0,0,0,0,0,0,0,0,0,0,0,0,0,0,0]
[790,0,null,null,0,0,0,0,0,0,0,0,0,0,0,0,0,0,0]
[791,0,null,null,0,0,0,0,0,0,0,0,0,0,0,0,0,0,0]
[792,0,null,null,0,0,0,0,0,0,0,0,0,0,0,0,0,0,0]
[793,0,null,null,0,0,0,0,0,0,0,0,0,0,0,0,0,0,0]
[794,0,null,null,0,0,0,0,0,0,0,0,0,0,0,0,0,0,0]
[795,0,null,null,0,0,0,0,0,0,0,0,0,0,0,0,0,0,0]
[796,0,null,null,0,0,0,0,0,0,0,0,0,0,0,0,0,0,0]
[797,0,null,null,0,0,0,0,0,0,0,0,0,0,0,0,0,0,0]
[798,0,null,null,0,0,0,0,0,0,0,0,0,0,0,0,0,0,0]
[799,0,null,null,0,0,0,0,0,0,0,0,0,0,0,0,0,0,0]
[800,0,null,null,0,0,0,0,0,0,0,0,0,0,0,0,0,0,0]
[801,0,null,null,0,0,0,0,0,0,0,0,0,0,0,0,0,0,0]
[802,0,null,null,0,0,0,0,0,0,0,0,0,0,0,0,0,0,0]
[803,0,null,null,0,0,0,0,0,0,0,0,0,0,0,0,0,0,0]
[804,0,null,null,0,0,0,0,0,0,0,0,0,0,0,0,0,0,0]
[805,0,null,null,0,0,0,0,0,0,0,0,0,0,0,0,0,0,0]
[806,0,null,null,0,0,0,0,0,0,0,0,0,0,0,0,0,0,0]
[807,0,null,null,0,0,0,0,0,0,0,0,0,0,0,0,0,0,0]
[808,0,null,null,0,0,0,0,0,0,0,0,0,0,0,0,0,0,0]
[809,0,null,null,0,0,0,0,0,0,0,0,0,0,0,0,0,0,0]
[810,0,null,null,0,0,0,0,0,0,0,0,0,0,0,0,0,0,0]
[811,0,null,null,0,0,0,0,0,0,0,0,0,0,0,0,0,0,0]
[812,0,null,null,0,0,0,0,0,0,0,0,0,0,0,0,0,0,0]
[813,0,null,null,0,0,0,0,0,0,0,0,0,0,0,0,0,0,0]
[814,0,null,null,0,0,0,0,0,0,0,0,0,0,0,0,0,0,0]
[815,0,null,null,0,0,0,0,0,0,0,0,0,0,0,0,0,0,0]
[816,0,null,null,0,0,0,0,0,0,0,0,0,0,0,0,0,0,0]
[817,0,null,null,0,0,0,0,0,0,0,0,0,0,0,0,0,0,0]
[818,0,null,null,0,0,0,0,0,0,0,0,0,0,0,0,0,0,0]
[819,0,null,null,0,0,0,0,0,0,0,0,0,0,0,0,0,0,0]
[820,0,null,null,0,0,0,0,0,0,0,0,0,0,0,0,0,0,0]
[821,0,null,null,0,0,0,0,0,0,0,0,0,0,0,0,0,0,0]
[822,0,null,null,0,0,0,0,0,0,0,0,0,0,0,0,0,0,0]
[823,0,null,null,0,0,0,0,0,0,0,0,0,0,0,0,0,0,0]
[824,0,null,null,0,0,0,0,0,0,0,0,0,0,0,0,0,0,0]
[825,0,null,null,0,0,0,0,0,0,0,0,0,0,0,0,0,0,0]
[826,0,null,null,0,0,0,0,0,0,0,0,0,0,0,0,0,0,0]
[827,0,null,null,0,0,0,0,0,0,0,0,0,0,0,0,0,0,0]
[828,0,null,null,0,0,0,0,0,0,0,0,0,0,0,0,0,0,0]
[829,0,null,null,0,0,0,0,0,0,0,0,0,0,0,0,0,0,0]
[830,0,null,null,0,0,0,0,0,0,0,0,0,0,0,0,0,0,0]
[831,0,null,null,0,0,0,0,0,0,0,0,0,0,0,0,0,0,0]
[832,0,null,null,0,0,0,0,0,0,0,0,0,0,0,0,0,0,0]
[833,0,null,null,0,0,0,0,0,0,0,0,0,0,0,0,0,0,0]
[834,{"$f":"SUM(E845:BL845)","v":0},null,null,0,0,0,0,0,0,0,0,0,0,0,0,0,0,0]
[835,0,null,null,0,0,0,0,0,0,0,0,0,0,0,0,0,0,0]
[836,0,null,null,0,0,0,0,0,0,0,0,0,0,0,0,0,0,0]
[837,0,null,null,0,0,0,0,0,0,0,0,0,0,0,0,0,0,0]
[838,0,null,null,0,0,0,0,0,0,0,0,0,0,0,0,0,0,0]
[839,0,null,null,0,0,0,0,0,0,0,0,0,0,0,0,0,0,0]
[840,0,null,null,0,0,0,0,0,0,0,0,0,0,0,0,0,0,0]
[841,0,null,null,0,0,0,0,0,0,0,0,0,0,0,0,0,0,0]
[842,0,null,null,0,0,0,0,0,0,0,0,0,0,0,0,0,0,0]
[843,0,null,null,0,0,0,0,0,0,0,0,0,0,0,0,0,0,0]
[844,0,null,null,0,0,0,0,0,0,0,0,0,0,0,0,0,0,0]
[845,0,null,null,0,0,0,0,0,0,0,0,0,0,0,0,0,0,0]
[846,0,null,null,0,0,0,0,0,0,0,0,0,0,0,0,0,0,0]
[847,0,null,null,0,0,0,0,0,0,0,0,0,0,0,0,0,0,0]
[848,0,null,null,0,0,0,0,0,0,0,0,0,0,0,0,0,0,0]
[849,0,null,null,0,0,0,0,0,0,0,0,0,0,0,0,0,0,0]
[850,0,null,null,0,0,0,0,0,0,0,0,0,0,0,0,0,0,0]
[851,0,null,null,0,0,0,0,0,0,0,0,0,0,0,0,0,0,0]
[852,0,null,null,0,0,0,0,0,0,0,0,0,0,0,0,0,0,0]
[853,0,null,null,0,0,0,0,0,0,0,0,0,0,0,0,0,0,0]
[854,0,null,null,0,0,0,0,0,0,0,0,0,0,0,0,0,0,0]
[855,0,null,null,0,0,0,0,0,0,0,0,0,0,0,0,0,0,0]
[856,0,null,null,0,0,0,0,0,0,0,0,0,0,0,0,0,0,0]
[857,0,null,null,0,0,0,0,0,0,0,0,0,0,0,0,0,0,0]
[858,0,null,null,0,0,0,0,0,0,0,0,0,0,0,0,0,0,0]
[859,0,null,null,0,0,0,0,0,0,0,0,0,0,0,0,0,0,0]
[860,0,null,null,0,0,0,0,0,0,0,0,0,0,0,0,0,0,0]
[861,0,null,null,0,0,0,0,0,0,0,0,0,0,0,0,0,0,0]
[862,0,null,null,0,0,0,0,0,0,0,0,0,0,0,0,0,0,0]
[863,0,null,null,0,0,0,0,0,0,0,0,0,0,0,0,0,0,0]
[864,0,null,null,0,0,0,0,0,0,0,0,0,0,0,0,0,0,0]
[865,0,null,null,0,0,0,0,0,0,0,0,0,0,0,0,0,0,0]
[866,0,null,null,0,0,0,0,0,0,0,0,0,0,0,0,0,0,0]
[867,0,null,null,0,0,0,0,0,0,0,0,0,0,0,0,0,0,0]
[868,0,null,null,0,0,0,0,0,0,0,0,0,0,0,0,0,0,0]
[869,0,null,null,0,0,0,0,0,0,0,0,0,0,0,0,0,0,0]
[870,0,null,null,0,0,0,0,0,0,0,0,0,0,0,0,0,0,0]
[871,0,null,null,0,0,0,0,0,0,0,0,0,0,0,0,0,0,0]
[872,0,null,null,0,0,0,0,0,0,0,0,0,0,0,0,0,0,0]
[873,0,null,null,0,0,0,0,0,0,0,0,0,0,0,0,0,0,0]
[874,0,null,null,0,0,0,0,0,0,0,0,0,0,0,0,0,0,0]
[875,0,null,null,0,0,0,0,0,0,0,0,0,0,0,0,0,0,0]
[876,0,null,null,0,0,0,0,0,0,0,0,0,0,0,0,0,0,0]
[877,0,null,null,0,0,0,0,0,0,0,0,0,0,0,0,0,0,0]
[878,0,null,null,0,0,0,0,0,0,0,0,0,0,0,0,0,0,0]
[879,0,null,null,0,0,0,0,0,0,0,0,0,0,0,0,0,0,0]
[880,0,null,null,0,0,0,0,0,0,0,0,0,0,0,0,0,0,0]
[881,0,null,null,0,0,0,0,0,0,0,0,0,0,0,0,0,0,0]
[882,0,null,null,0,0,0,0,0,0,0,0,0,0,0,0,0,0,0]
[883,0,null,null,0,0,0,0,0,0,0,0,0,0,0,0,0,0,0]
[884,0,null,null,0,0,0,0,0,0,0,0,0,0,0,0,0,0,0]
[885,0,null,null,0,0,0,0,0,0,0,0,0,0,0,0,0,0,0]
[886,0,null,null,0,0,0,0,0,0,0,0,0,0,0,0,0,0,0]
[887,0,null,null,0,0,0,0,0,0,0,0,0,0,0,0,0,0,0]
[888,0,null,null,0,0,0,0,0,0,0,0,0,0,0,0,0,0,0]
[889,0,null,null,0,0,0,0,0,0,0,0,0,0,0,0,0,0,0]
[890,0,null,null,0,0,0,0,0,0,0,0,0,0,0,0,0,0,0]
[891,0,null,null,0,0,0,0,0,0,0,0,0,0,0,0,0,0,0]
[892,0,null,null,0,0,0,0,0,0,0,0,0,0,0,0,0,0,0]
[893,0,null,null,0,0,0,0,0,0,0,0,0,0,0,0,0,0,0]
[894,0,null,null,0,0,0,0,0,0,0,0,0,0,0,0,0,0,0]
[895,0,null,null,0,0,0,0,0,0,0,0,0,0,0,0,0,0,0]
[896,0,null,null,0,0,0,0,0,0,0,0,0,0,0,0,0,0,0]
[897,0,null,null,0,0,0,0,0,0,0,0,0,0,0,0,0,0,0]
[898,{"$f":"SUM(E909:BL909)","v":0},null,null,0,0,0,0,0,0,0,0,0,0,0,0,0,0,0]
[899,0,null,null,0,0,0,0,0,0,0,0,0,0,0,0,0,0,0]
[900,0,null,null,0,0,0,0,0,0,0,0,0,0,0,0,0,0,0]
[901,0,null,null,0,0,0,0,0,0,0,0,0,0,0,0,0,0,0]
[902,0,null,null,0,0,0,0,0,0,0,0,0,0,0,0,0,0,0]
[903,0,null,null,0,0,0,0,0,0,0,0,0,0,0,0,0,0,0]
[904,0,null,null,0,0,0,0,0,0,0,0,0,0,0,0,0,0,0]
[905,0,null,null,0,0,0,0,0,0,0,0,0,0,0,0,0,0,0]
[906,0,null,null,0,0,0,0,0,0,0,0,0,0,0,0,0,0,0]
[907,0,null,null,0,0,0,0,0,0,0,0,0,0,0,0,0,0,0]
[908,0,null,null,0,0,0,0,0,0,0,0,0,0,0,0,0,0,0]
[909,0,null,null,0,0,0,0,0,0,0,0,0,0,0,0,0,0,0]
[910,0,null,null,0,0,0,0,0,0,0,0,0,0,0,0,0,0,0]
[911,0,null,null,0,0,0,0,0,0,0,0,0,0,0,0,0,0,0]
[912,0,null,null,0,0,0,0,0,0,0,0,0,0,0,0,0,0,0]
[913,0,null,null,0,0,0,0,0,0,0,0,0,0,0,0,0,0,0]
[914,0,null,null,0,0,0,0,0,0,0,0,0,0,0,0,0,0,0]
[915,0,null,null,0,0,0,0,0,0,0,0,0,0,0,0,0,0,0]
[916,0,null,null,0,0,0,0,0,0,0,0,0,0,0,0,0,0,0]
[917,0,null,null,0,0,0,0,0,0,0,0,0,0,0,0,0,0,0]
[918,0,null,null,0,0,0,0,0,0,0,0,0,0,0,0,0,0,0]
[919,0,null,null,0,0,0,0,0,0,0,0,0,0,0,0,0,0,0]
[920,0,null,null,0,0,0,0,0,0,0,0,0,0,0,0,0,0,0]
[921,0,null,null,0,0,0,0,0,0,0,0,0,0,0,0,0,0,0]
[922,0,null,null,0,0,0,0,0,0,0,0,0,0,0,0,0,0,0]
[923,60,null,null,0,0,0,0,0,0,60,0,0,0,0,0,0,0,0]
[924,60,null,null,0,0,0,0,0,0,60,0,0,0,0,0,0,0,0]
[925,60,null,null,0,0,0,0,0,0,60,0,0,0,0,0,0,0,0]
[926,60,null,null,0,0,0,0,0,0,60,0,0,0,0,0,0,0,0]
[927,60,null,null,0,0,0,0,0,0,60,0,0,0,0,0,0,0,0]
[928,60,null,null,0,0,0,0,0,0,60,0,0,0,0,0,0,0,0]
[929,60,null,null,0,0,0,0,0,0,60,0,0,0,0,0,0,0,0]
[930,60,null,null,0,0,0,0,0,0,60,0,0,0,0,0,0,0,0]
[931,200,null,null,0,0,0,40,0,0,60,0,0,0,0,0,0,0,100]
[932,100,null,null,0,0,0,40,0,0,60,0,0,0,0,0,0,0,0]
[933,100,null,null,0,0,0,40,0,0,60,0,0,0,0,0,0,0,0]
[934,100,null,null,0,0,0,40,0,0,60,0,0,0,0,0,0,0,0]
[935,100,null,null,0,0,0,40,0,0,60,0,0,0,0,0,0,0,0]
[936,100,null,null,0,0,0,40,0,0,60,0,0,0,0,0,0,0,0]
[937,100,null,null,0,0,0,40,0,0,60,0,0,0,0,0,0,0,0]
[938,100,null,null,0,0,0,40,0,0,60,0,0,0,0,0,0,0,0]
[939,112,null,null,12,0,0,40,0,0,60,0,0,0,0,0,0,0,0]
[940,112,null,null,12,0,0,40,0,0,60,0,0,0,0,0,0,0,0]
[941,172,null,null,12,0,0,40,0,0,60,0,0,0,60,0,0,0,0]
[942,112,null,null,12,0,0,40,0,0,0,0,0,0,60,0,0,0,0]
[943,172,null,null,12,0,0,40,60,0,0,0,0,0,60,0,0,0,0]
[944,72,null,null,12,0,0,0,0,0,0,0,0,0,60,0,0,0,0]
[945,72,null,null,12,0,0,0,0,0,0,0,0,0,60,0,0,0,0]
[946,60,null,null,0,0,0,0,0,0,0,0,0,0,60,0,0,0,0]
[947,60,null,null,0,0,0,0,0,0,0,0,0,0,60,0,0,0,0]
[948,60,null,null,0,0,0,0,0,0,0,0,0,0,60,0,0,0,0]
[949,60,null,null,0,0,0,0,0,0,0,0,0,0,60,0,0,0,0]
[950,60,null,null,0,0,0,0,0,0,0,0,0,0,60,0,0,0,0]
[951,60,null,null,0,0,0,0,0,0,0,0,0,0,60,0,0,0,0]
[952,60,null,null,0,0,0,0,0,0,0,0,0,0,60,0,0,0,0]
[953,60,null,null,0,0,0,0,0,0,0,0,0,0,60,0,0,0,0]
[954,60,null,null,0,0,0,0,0,0,0,0,0,0,60,0,0,0,0]
[955,100,null,null,0,0,0,40,0,0,0,0,0,0,60,0,0,0,0]
[956,100,null,null,0,0,0,40,0,0,0,0,0,0,60,0,0,0,0]
[957,100,null,null,0,0,0,40,0,0,0,0,0,0,60,0,0,0,0]
[958,100,null,null,0,0,0,40,0,0,0,0,0,0,60,0,0,0,0]
[959,100,null,null,0,0,0,40,0,0,0,0,0,0,60,0,0,0,0]
[960,100,null,null,0,0,0,40,0,0,0,0,0,0,60,0,0,0,0]
[961,100,null,null,0,0,0,40,0,0,0,0,0,0,60,0,0,0,0]
[962,{"$f":"SUM(E973:BL973)","v":100},null,null,0,0,0,40,0,0,0,0,0,0,60,0,0,0,0]
[963,100,null,null,0,0,0,40,0,0,0,0,0,0,60,0,0,0,0]
[964,100,null,null,0,0,0,40,0,0,0,0,0,0,60,0,0,0,0]
[965,100,null,null,0,0,0,40,0,0,0,0,0,0,60,0,0,0,0]
[966,40,null,null,0,0,0,40,0,0,0,0,0,0,0,0,0,0,0]
[967,40,null,null,0,0,0,40,0,0,0,0,0,0,0,0,0,0,0]
[968,40,null,null,0,0,0,40,0,0,0,0,0,0,0,0,0,0,0]
[969,40,null,null,0,0,0,40,0,0,0,0,0,0,0,0,0,0,0]
[970,140,null,null,0,0,0,40,0,0,0,0,0,0,0,0,0,0,100]
[971,200,null,null,0,0,0,40,0,0,0,0,0,0,60,0,0,0,100]
[972,200,null,null,0,0,0,40,0,0,0,0,0,0,60,0,0,0,100]
[973,200,null,null,0,0,0,40,0,0,0,0,0,0,60,0,0,0,100]
[974,200,null,null,0,0,0,40,0,0,0,0,0,0,60,0,0,0,100]
[975,205,null,null,0,0,0,40,0,0,0,65,0,0,0,0,0,0,100]
[976,205,null,null,0,0,0,40,0,0,0,65,0,0,0,0,0,0,100]
[977,205,null,null,0,0,0,40,0,0,0,65,0,0,0,0,0,0,100]
[978,205,null,null,0,0,0,40,0,0,0,65,0,0,0,0,0,0,100]
[979,205,null,null,0,0,0,40,0,0,0,65,0,0,0,0,0,0,100]
[980,365,null,null,0,0,0,40,0,0,0,65,0,0,60,100,0,0,100]
[981,400,null,null,0,0,35,40,0,0,0,65,0,0,60,100,0,0,100]
[982,400,null,null,0,0,35,40,0,0,0,65,0,0,60,100,0,0,100]
[983,300,null,null,0,0,35,40,0,0,0,65,0,0,60,100,0,0,0]
[984,300,null,null,0,0,35,40,0,0,0,65,0,0,60,100,0,0,0]
[985,300,null,null,0,0,35,40,0,0,0,65,0,0,60,100,0,0,0]
[986,300,null,null,0,0,35,40,0,0,0,65,0,0,60,100,0,0,0]
[987,300,null,null,0,0,35,40,0,0,0,65,0,0,60,0,0,0,100]
[988,300,null,null,0,0,35,40,0,0,0,65,0,0,60,0,0,0,100]
[989,300,null,null,0,0,35,40,0,0,0,65,0,0,60,0,0,0,100]
[990,300,null,null,0,0,35,40,0,0,0,65,0,0,60,0,0,0,100]
[991,300,null,null,0,0,35,40,0,0,0,65,0,0,60,0,0,0,100]
[992,300,null,null,0,0,35,40,0,0,0,65,0,0,60,0,0,0,100]
[993,300,null,null,0,0,35,40,0,0,0,65,0,0,60,0,0,0,100]
[994,300,null,null,0,0,35,40,0,0,0,65,0,0,60,0,0,0,100]
[995,300,null,null,0,0,35,40,0,0,0,65,0,0,60,0,0,0,100]
[996,300,null,null,0,0,35,40,0,0,0,65,0,0,60,0,0,0,100]
[997,235,null,null,0,0,35,40,0,0,0,0,0,0,60,0,0,0,100]
[998,235,null,null,0,0,35,40,0,0,0,0,0,0,60,0,0,0,100]
[999,235,null,null,0,0,35,40,0,0,0,0,0,0,60,0,0,0,100]
[1000,235,null,null,0,0,35,40,0,0,0,0,0,0,60,0,0,0,100]
[1001,235,null,null,0,0,35,40,0,0,0,0,0,0,60,0,0,0,100]
[1002,235,null,null,0,0,35,40,0,0,0,0,0,0,60,0,0,0,100]
[1003,235,null,null,0,0,35,40,0,0,0,0,0,0,60,0,0,0,100]
[1004,235,null,null,0,0,35,40,0,0,0,0,0,0,60,0,0,0,100]
[1005,235,null,null,0,0,35,40,0,0,0,0,0,0,60,0,0,0,100]
[1006,175,null,null,0,0,35,40,0,0,0,0,0,0,0,0,0,0,100]
[1007,175,null,null,0,0,35,40,0,0,0,0,0,0,0,0,0,0,100]
[1008,175,null,null,0,0,35,40,0,0,0,0,0,0,0,0,0,0,100]
[1009,295,null,null,0,0,35,40,60,0,0,0,0,60,0,0,0,0,100]
[1010,295,null,null,0,0,35,40,60,0,0,0,0,60,0,0,0,0,100]
[1011,360,null,null,0,0,35,40,60,0,0,65,0,60,0,0,0,0,100]
[1012,360,null,null,0,0,35,40,60,0,0,65,0,60,0,0,0,0,100]
[1013,300,null,null,0,0,35,40,0,0,0,65,0,60,0,0,0,0,100]
[1014,240,null,null,0,0,35,40,0,0,0,65,0,0,0,0,0,0,100]
[1015,240,null,null,0,0,35,40,0,0,0,65,0,0,0,0,0,0,100]
[1016,240,null,null,0,0,35,40,0,0,0,65,0,0,0,0,0,0,100]
[1017,240,null,null,0,0,35,40,0,0,0,65,0,0,0,0,0,0,100]
[1018,240,null,null,0,0,35,40,0,0,0,65,0,0,0,0,0,0,100]
[1019,240,null,null,0,0,35,40,0,0,0,65,0,0,0,0,0,0,100]
[1020,240,null,null,0,0,35,40,0,0,0,65,0,0,0,0,0,0,100]
[1021,240,null,null,0,0,35,40,0,0,0,65,0,0,0,0,0,0,100]
[1022,300,null,null,0,0,35,40,60,0,0,65,0,0,0,0,0,0,100]
[1023,300,null,null,0,0,35,40,60,0,0,65,0,0,0,0,0,0,100]
[1024,300,null,null,0,0,35,40,60,0,0,65,0,0,0,0,0,0,100]
[1025,300,null,null,0,0,35,40,60,0,0,65,0,0,0,0,0,0,100]
[1026,{"$f":"SUM(E1037:BL1037)","v":300},null,null,0,0,35,40,60,0,0,65,0,0,0,0,0,0,100]
[1027,300,null,null,0,0,35,40,60,0,0,65,0,0,0,0,0,0,100]
[1028,300,null,null,0,0,35,40,60,0,0,65,0,0,0,0,0,0,100]
[1029,300,null,null,0,0,35,40,60,0,0,65,0,0,0,0,0,0,100]
[1030,300,null,null,0,0,35,40,60,0,0,65,0,0,0,0,0,0,100]
[1031,300,null,null,0,0,35,40,60,0,0,65,0,0,0,0,0,0,100]
[1032,312,null,null,0,0,35,40,60,0,0,65,0,0,0,0,0,12,100]
[1033,312,null,null,0,0,35,40,60,0,0,65,0,0,0,0,0,12,100]
[1034,312,null,null,0,0,35,40,60,0,0,65,0,0,0,0,0,12,100]
[1035,200,null,null,0,0,35,40,60,0,0,65,0,0,0,0,0,0,0]
[1036,200,null,null,0,0,35,40,60,0,0,65,0,0,0,0,0,0,0]
[1037,200,null,null,0,0,35,40,60,0,0,65,0,0,0,0,0,0,0]
[1038,200,null,null,0,0,35,40,60,0,0,65,0,0,0,0,0,0,0]
[1039,235,null,null,0,0,35,40,60,0,0,65,0,0,0,0,35,0,0]
[1040,235,null,null,0,0,35,40,60,0,0,65,0,0,0,0,35,0,0]
[1041,235,null,null,0,0,35,40,60,0,0,65,0,0,0,0,35,0,0]
[1042,260,null,null,0,0,35,40,60,0,0,65,0,0,60,0,0,0,0]
[1043,212,null,null,0,0,35,40,60,0,0,65,0,0,0,0,0,12,0]
[1044,212,null,null,0,0,35,40,60,0,0,65,0,0,0,0,0,12,0]
[1045,212,null,null,0,0,35,40,60,0,0,65,0,0,0,0,0,12,0]
[1046,200,null,null,0,0,35,40,60,0,0,65,0,0,0,0,0,0,0]
[1047,200,null,null,0,0,35,40,60,0,0,65,0,0,0,0,0,0,0]
[1048,260,null,null,0,0,35,40,60,0,0,65,0,0,60,0,0,0,0]
[1049,260,null,null,0,0,35,40,60,0,0,65,0,0,60,0,0,0,0]
[1050,260,null,null,0,0,35,40,60,0,0,65,0,0,60,0,0,0,0]
[1051,260,null,null,0,0,35,40,60,0,0,65,0,0,60,0,0,0,0]
[1052,225,null,null,0,0,0,40,60,0,0,65,0,0,60,0,0,0,0]
[1053,237,null,null,0,0,0,40,60,0,0,65,0,0,60,0,0,12,0]
[1054,237,null,null,0,0,0,40,60,0,0,65,0,0,60,0,0,12,0]
[1055,225,null,null,0,0,0,40,60,0,0,65,0,0,60,0,0,0,0]
[1056,285,null,null,0,0,0,40,60,0,60,65,0,0,60,0,0,0,0]
[1057,285,null,null,0,0,0,40,60,0,60,65,0,0,60,0,0,0,0]
[1058,285,null,null,0,0,0,40,60,0,60,65,0,0,60,0,0,0,0]
[1059,285,null,null,0,0,0,40,60,0,60,65,0,0,60,0,0,0,0]
[1060,285,null,null,0,0,0,40,60,0,60,65,0,0,60,0,0,0,0]
[1061,285,null,null,0,0,0,40,60,0,60,65,0,0,60,0,0,0,0]
[1062,285,null,null,0,0,0,40,60,0,60,65,0,0,60,0,0,0,0]
[1063,285,null,null,0,0,0,40,60,0,60,65,0,0,60,0,0,0,0]
[1064,285,null,null,0,0,0,40,60,0,60,65,0,0,60,0,0,0,0]
[1065,285,null,null,0,0,0,40,60,0,60,65,0,0,60,0,0,0,0]
[1066,285,null,null,0,0,0,40,60,0,60,65,0,0,60,0,0,0,0]
[1067,285,null,null,0,0,0,40,60,0,60,65,0,0,60,0,0,0,0]
[1068,285,null,null,0,0,0,40,60,0,60,65,0,0,60,0,0,0,0]
[1069,297,null,null,0,0,0,40,60,0,60,65,0,0,60,0,0,12,0]
[1070,297,null,null,0,0,0,40,60,0,60,65,0,0,60,0,0,12,0]
[1071,297,null,null,0,0,0,40,60,0,60,65,0,0,60,0,0,12,0]
[1072,297,null,null,0,0,0,40,60,0,60,65,0,0,60,0,0,12,0]
[1073,297,null,null,0,0,0,40,60,0,60,65,0,0,60,0,0,12,0]
[1074,232,null,null,0,0,0,40,60,0,60,0,0,0,60,0,0,12,0]
[1075,232,null,null,0,0,0,40,60,0,60,0,0,0,60,0,0,12,0]
[1076,232,null,null,0,0,0,40,60,0,60,0,0,0,60,0,0,12,0]
[1077,232,null,null,0,0,0,40,60,0,60,0,0,0,60,0,0,12,0]
[1078,232,null,null,0,0,0,40,60,0,60,0,0,0,60,0,0,12,0]
[1079,232,null,null,0,0,0,40,60,0,60,0,0,0,60,0,0,12,0]
[1080,232,null,null,0,0,0,40,60,0,60,0,0,0,60,0,0,12,0]
[1081,172,null,null,0,0,0,40,60,0,0,0,0,0,60,0,0,12,0]
[1082,172,null,null,0,0,0,40,60,0,0,0,0,0,60,0,0,12,0]
[1083,172,null,null,0,0,0,40,60,0,0,0,0,0,60,0,0,12,0]
[1084,172,null,null,0,0,0,40,60,0,0,0,0,0,60,0,0,12,0]
[1085,172,null,null,0,0,0,40,60,0,0,0,0,0,60,0,0,12,0]
[1086,172,null,null,0,0,0,40,60,0,0,0,0,0,60,0,0,12,0]
[1087,232,null,null,0,0,0,40,60,0,60,0,0,0,60,0,0,12,0]
[1088,172,null,null,0,0,0,40,60,0,60,0,0,0,0,0,0,12,0]
[1089,172,null,null,0,0,0,40,60,0,60,0,0,0,0,0,0,12,0]
[1090,{"$f":"SUM(E1101:BL1101)","v":172},null,null,0,0,0,40,60,0,60,0,0,0,0,0,0,12,0]
[1091,172,null,null,0,0,0,40,60,0,60,0,0,0,0,0,0,12,0]
[1092,132,null,null,0,0,0,0,60,0,60,0,0,0,0,0,0,12,0]
[1093,132,null,null,0,0,0,0,60,0,60,0,0,0,0,0,0,12,0]
[1094,132,null,null,0,0,0,0,60,0,60,0,0,0,0,0,0,12,0]
[1095,132,null,null,0,0,0,0,60,0,60,0,0,0,0,0,0,12,0]
[1096,232,null,null,0,0,0,0,60,0,60,0,0,0,0,100,0,12,0]
[1097,232,null,null,0,0,0,0,60,0,60,0,0,0,0,100,0,12,0]
[1098,232,null,null,0,0,0,0,60,0,60,0,0,0,0,0,0,12,100]
[1099,332,null,null,0,0,35,0,60,0,60,65,0,0,0,0,0,12,100]
[1100,332,null,null,0,0,35,0,60,0,60,65,0,0,0,0,0,12,100]
[1101,267,null,null,0,0,35,0,60,0,60,0,0,0,0,0,0,12,100]
[1102,267,null,null,0,0,35,0,60,0,60,0,0,0,0,0,0,12,100]
[1103,267,null,null,0,0,35,0,60,0,60,0,0,0,0,0,0,12,100]
[1104,267,null,null,0,0,35,0,60,0,60,0,0,0,0,0,0,12,100]
[1105,232,null,null,0,0,0,0,60,0,60,0,0,0,0,0,0,12,100]
[1106,232,null,null,0,0,0,0,60,0,60,0,0,0,0,0,0,12,100]
[1107,220,null,null,0,0,0,0,60,0,60,0,0,0,0,0,0,0,100]
[1108,220,null,null,0,0,0,0,60,0,60,0,0,0,0,0,0,0,100]
[1109,220,null,null,0,0,0,0,60,0,60,0,0,0,0,0,0,0,100]
[1110,220,null,null,0,0,0,0,60,0,60,0,0,0,0,0,0,0,100]
[1111,285,null,null,0,0,0,0,60,0,60,65,0,0,0,0,0,0,100]
[1112,285,null,null,0,0,0,0,60,0,60,65,0,0,0,0,0,0,100]
[1113,285,null,null,0,0,0,0,60,0,60,65,0,0,0,0,0,0,100]
[1114,285,null,null,0,0,0,0,60,0,60,65,0,0,0,0,0,0,100]
[1115,285,null,null,0,0,0,0,60,0,60,65,0,0,0,0,0,0,100]
[1116,285,null,null,0,0,0,0,60,0,60,65,0,0,0,0,0,0,100]
[1117,285,null,null,0,0,0,0,60,0,60,65,0,0,0,0,0,0,100]
[1118,285,null,null,0,0,0,0,60,0,60,65,0,0,0,0,0,0,100]
[1119,285,null,null,0,0,0,0,60,0,60,65,0,0,0,0,0,0,100]
[1120,285,null,null,0,0,0,0,60,0,60,65,0,0,0,0,0,0,100]
[1121,285,null,null,0,0,0,0,60,0,60,65,0,0,0,0,0,0,100]
[1122,285,null,null,0,0,0,0,60,0,60,65,0,0,0,0,0,0,100]
[1123,285,null,null,0,0,0,0,60,0,60,65,0,0,0,0,0,0,100]
[1124,285,null,null,0,0,0,0,60,0,60,65,0,0,0,0,0,0,100]
[1125,285,null,null,0,0,0,0,60,0,60,65,0,0,0,0,0,0,100]
[1126,285,null,null,0,0,0,0,60,0,60,65,0,0,0,0,0,0,100]
[1127,285,null,null,0,0,0,0,60,0,60,65,0,0,0,0,0,0,100]
[1128,285,null,null,0,0,0,0,60,0,60,65,0,0,0,0,0,0,100]
[1129,285,null,null,0,0,0,0,60,0,60,65,0,0,0,0,0,0,100]
[1130,225,null,null,0,0,0,0,60,0,0,65,0,0,0,0,0,0,100]
[1131,225,null,null,0,0,0,0,60,0,0,65,0,0,0,0,0,0,100]
[1132,285,null,null,0,0,0,0,60,0,60,65,0,0,0,0,0,0,100]
[1133,280,null,null,0,0,0,0,60,0,60,0,0,0,60,0,0,0,100]
[1134,220,null,null,0,0,0,0,60,0,60,0,0,0,0,0,0,0,100]
[1135,220,null,null,0,0,0,0,60,0,60,0,0,0,0,0,0,0,100]
[1136,220,null,null,0,0,0,0,60,0,60,0,0,0,0,0,0,0,100]
[1137,220,null,null,0,0,0,0,60,0,60,0,0,0,0,0,0,0,100]
[1138,220,null,null,0,0,0,0,60,0,60,0,0,0,0,0,0,0,100]
[1139,220,null,null,0,0,0,0,60,0,60,0,0,0,0,0,0,0,100]
[1140,220,null,null,0,0,0,0,60,0,60,0,0,0,0,0,0,0,100]
[1141,220,null,null,0,0,0,0,60,0,60,0,0,0,0,0,0,0,100]
[1142,220,null,null,0,0,0,0,60,0,60,0,0,0,0,0,0,0,100]
[1143,220,null,null,0,0,0,0,60,0,60,0,0,0,0,0,0,0,100]
[1144,220,null,null,0,0,0,0,60,0,60,0,0,0,0,0,0,0,100]
[1145,220,null,null,0,0,0,0,60,0,60,0,0,0,0,0,0,0,100]
[1146,120,null,null,0,0,0,0,60,0,60,0,0,0,0,0,0,0,0]
[1147,120,null,null,0,0,0,0,60,0,60,0,0,0,0,0,0,0,0]
[1148,120,null,null,0,0,0,0,60,0,60,0,0,0,0,0,0,0,0]
[1149,120,null,null,0,0,0,0,60,0,60,0,0,0,0,0,0,0,0]
[1150,120,null,null,0,0,0,0,60,0,60,0,0,0,0,0,0,0,0]
[1151,120,null,null,0,0,0,0,60,0,60,0,0,0,0,0,0,0,0]
[1152,180,null,null,0,0,0,0,60,0,60,0,0,60,0,0,0,0,0]
[1153,120,null,null,0,0,0,0,60,0,0,0,0,60,0,0,0,0,0]
[1154,{"$f":"SUM(E1165:BL1165)","v":120},null,null,0,0,0,0,60,0,0,0,0,60,0,0,0,0,0]
[1155,120,null,null,0,0,0,0,60,0,0,0,0,60,0,0,0,0,0]
[1156,120,null,null,0,0,0,0,60,0,0,0,0,60,0,0,0,0,0]
[1157,155,null,null,0,0,0,0,60,0,0,0,0,60,0,0,35,0,0]
[1158,120,null,null,0,0,0,0,60,0,0,0,0,60,0,0,0,0,0]
[1159,120,null,null,0,0,0,0,60,0,0,0,0,60,0,0,0,0,0]
[1160,120,null,null,0,0,0,0,60,0,0,0,0,60,0,0,0,0,0]
[1161,120,null,null,0,0,0,0,60,0,0,0,0,60,0,0,0,0,0]
[1162,120,null,null,0,0,0,0,60,0,0,0,0,60,0,0,0,0,0]
[1163,120,null,null,0,0,0,0,60,0,0,0,0,60,0,0,0,0,0]
[1164,120,null,null,0,0,0,0,60,0,0,0,0,60,0,0,0,0,0]
[1165,120,null,null,0,0,0,0,60,0,0,0,0,60,0,0,0,0,0]
[1166,155,null,null,0,0,35,0,60,0,0,0,0,60,0,0,0,0,0]
[1167,155,null,null,0,0,35,0,60,0,0,0,0,60,0,0,0,0,0]
[1168,155,null,null,0,0,35,0,60,0,0,0,0,60,0,0,0,0,0]
[1169,155,null,null,0,0,35,0,60,0,0,0,0,60,0,0,0,0,0]
[1170,155,null,null,0,0,35,0,60,0,0,0,0,60,0,0,0,0,0]
[1171,155,null,null,0,0,35,0,60,0,0,0,0,60,0,0,0,0,0]
[1172,155,null,null,0,0,35,0,60,0,0,0,0,60,0,0,0,0,0]
[1173,95,null,null,0,0,35,0,60,0,0,0,0,0,0,0,0,0,0]
[1174,95,null,null,0,0,35,0,60,0,0,0,0,0,0,0,0,0,0]
[1175,95,null,null,0,0,35,0,60,0,0,0,0,0,0,0,0,0,0]
[1176,95,null,null,0,0,35,0,60,0,0,0,0,0,0,0,0,0,0]
[1177,95,null,null,0,0,35,0,60,0,0,0,0,0,0,0,0,0,0]
[1178,95,null,null,0,0,35,0,60,0,0,0,0,0,0,0,0,0,0]
[1179,95,null,null,0,0,35,0,60,0,0,0,0,0,0,0,0,0,0]
[1180,95,null,null,0,0,35,0,60,0,0,0,0,0,0,0,0,0,0]
[1181,95,null,null,0,0,35,0,60,0,0,0,0,0,0,0,0,0,0]
[1182,95,null,null,0,0,35,0,60,0,0,0,0,0,0,0,0,0,0]
[1183,195,null,null,0,0,35,0,60,0,0,0,0,0,0,0,0,0,100]
[1184,195,null,null,0,0,35,0,60,0,0,0,0,0,0,0,0,0,100]
[1185,95,null,null,0,0,35,0,60,0,0,0,0,0,0,0,0,0,0]
[1186,95,null,null,0,0,35,0,60,0,0,0,0,0,0,0,0,0,0]
[1187,95,null,null,0,0,35,0,60,0,0,0,0,0,0,0,0,0,0]
[1188,95,null,null,0,0,35,0,60,0,0,0,0,0,0,0,0,0,0]
[1189,95,null,null,0,0,35,0,60,0,0,0,0,0,0,0,0,0,0]
[1190,95,null,null,0,0,35,0,60,0,0,0,0,0,0,0,0,0,0]
[1191,95,null,null,0,0,35,0,0,0,0,0,0,0,60,0,0,0,0]
[1192,95,null,null,0,0,35,0,0,0,0,0,0,0,60,0,0,0,0]
[1193,155,null,null,0,0,35,0,0,0,60,0,0,0,60,0,0,0,0]
[1194,167,null,null,0,0,35,0,0,0,60,0,0,0,60,0,0,12,0]
[1195,167,null,null,0,0,35,0,0,0,60,0,0,0,60,0,0,12,0]
[1196,167,null,null,0,0,35,0,0,0,60,0,0,0,60,0,0,12,0]
[1197,167,null,null,0,0,35,0,0,0,60,0,0,0,60,0,0,12,0]
[1198,232,null,null,0,0,35,0,0,0,60,65,0,0,60,0,0,12,0]
[1199,292,null,null,0,0,35,0,60,0,60,65,0,0,60,0,0,12,0]
[1200,292,null,null,0,0,35,0,60,0,60,65,0,0,60,0,0,12,0]
[1201,292,null,null,0,0,35,0,60,0,60,65,0,0,60,0,0,12,0]
[1202,292,null,null,0,0,35,0,60,0,60,65,0,0,60,0,0,12,0]
[1203,332,null,null,0,0,35,40,60,0,60,65,0,0,60,0,0,12,0]
[1204,292,null,null,0,0,35,0,60,0,60,65,0,0,60,0,0,12,0]
[1205,292,null,null,0,0,35,0,60,0,60,65,0,0,60,0,0,12,0]
[1206,292,null,null,0,0,35,0,60,0,60,65,0,0,60,0,0,12,0]
[1207,292,null,null,0,0,35,0,60,0,60,65,0,0,60,0,0,12,0]
[1208,292,null,null,0,0,35,0,60,0,60,65,0,0,60,0,0,12,0]
[1209,292,null,null,0,0,35,0,60,0,60,65,0,0,60,0,0,12,0]
[1210,292,null,null,0,0,35,0,60,0,60,65,0,0,60,0,0,12,0]
[1211,392,null,null,0,0,35,0,60,0,60,65,0,0,60,0,0,12,100]
[1212,392,null,null,0,0,35,0,60,0,60,65,0,0,60,0,0,12,100]
[1213,392,null,null,0,0,35,0,60,0,60,65,0,0,60,0,0,12,100]
[1214,392,null,null,0,0,35,0,60,0,60,65,0,0,60,0,0,12,100]
[1215,392,null,null,0,0,35,0,60,0,60,65,0,0,60,0,0,12,100]
[1216,392,null,null,0,0,35,0,60,0,60,65,0,0,60,0,0,12,100]
[1217,392,null,null,0,0,35,0,60,0,60,65,0,0,60,0,0,12,100]
[1218,{"$f":"SUM(E1229:BL1229)","v":392},null,null,0,0,35,0,60,0,60,65,0,0,60,0,0,12,100]
[1219,292,null,null,0,0,35,0,60,0,60,65,0,0,60,0,0,12,0]
[1220,292,null,null,0,0,35,0,60,0,60,65,0,0,60,0,0,12,0]
[1221,292,null,null,0,0,35,0,60,0,60,65,0,0,60,0,0,12,0]
[1222,292,null,null,0,0,35,0,60,0,60,65,0,0,60,0,0,12,0]
[1223,292,null,null,0,0,35,0,60,0,60,65,0,0,60,0,0,12,0]
[1224,292,null,null,0,0,35,0,60,0,60,65,0,0,60,0,0,12,0]
[1225,292,null,null,0,0,35,0,60,0,60,65,0,0,60,0,0,12,0]
[1226,292,null,null,0,0,35,0,60,0,60,65,0,0,60,0,0,12,0]
[1227,292,null,null,0,0,35,0,60,0,60,65,0,0,60,0,0,12,0]
[1228,292,null,null,0,0,35,0,60,0,60,65,0,0,60,0,0,12,0]
[1229,292,null,null,0,0,35,0,60,0,60,65,0,0,60,0,0,12,0]
[1230,227,null,null,0,0,35,0,60,0,60,0,0,0,60,0,0,12,0]
[1231,227,null,null,0,0,35,0,60,0,60,0,0,0,60,0,0,12,0]
[1232,227,null,null,0,0,35,0,60,0,60,0,0,0,60,0,0,12,0]
[1233,192,null,null,0,0,0,0,60,0,60,0,0,0,60,0,0,12,0]
[1234,192,null,null,0,0,0,0,60,0,60,0,0,0,60,0,0,12,0]
[1235,192,null,null,0,0,0,0,60,0,60,0,0,0,60,0,0,12,0]
[1236,192,null,null,0,0,0,0,60,0,60,0,0,0,60,0,0,12,0]
[1237,192,null,null,0,0,0,0,60,0,60,0,0,0,60,0,0,12,0]
[1238,72,null,null,0,0,0,0,60,0,0,0,0,0,0,0,0,12,0]
[1239,72,null,null,0,0,0,0,60,0,0,0,0,0,0,0,0,12,0]
[1240,72,null,null,0,0,0,0,60,0,0,0,0,0,0,0,0,12,0]
[1241,72,null,null,0,0,0,0,60,0,0,0,0,0,0,0,0,12,0]
[1242,132,null,null,0,0,0,0,60,0,60,0,0,0,0,0,0,12,0]
[1243,132,null,null,0,0,0,0,60,0,60,0,0,0,0,0,0,12,0]
[1244,72,null,null,0,0,0,0,60,0,0,0,0,0,0,0,0,12,0]
[1245,72,null,null,0,0,0,0,60,0,0,0,0,0,0,0,0,12,0]
[1246,72,null,null,0,0,0,0,60,0,0,0,0,0,0,0,0,12,0]
[1247,72,null,null,0,0,0,0,60,0,0,0,0,0,0,0,0,12,0]
[1248,132,null,null,0,0,0,0,60,0,60,0,0,0,0,0,0,12,0]
[1249,132,null,null,0,0,0,0,60,0,60,0,0,0,0,0,0,12,0]
[1250,132,null,null,0,0,0,0,60,0,60,0,0,0,0,0,0,12,0]
[1251,132,null,null,0,0,0,0,60,0,60,0,0,0,0,0,0,12,0]
[1252,132,null,null,0,0,0,0,60,0,60,0,0,0,0,0,0,12,0]
[1253,132,null,null,0,0,0,0,60,0,60,0,0,0,0,0,0,12,0]
[1254,192,null,null,0,0,0,0,60,0,60,0,0,60,0,0,0,12,0]
[1255,232,null,null,0,0,0,0,60,0,60,0,0,0,0,0,0,12,100]
[1256,232,null,null,0,0,0,0,60,0,60,0,0,0,0,0,0,12,100]
[1257,220,null,null,0,0,0,0,60,0,60,0,0,0,0,0,0,0,100]
[1258,120,null,null,0,0,0,0,60,0,60,0,0,0,0,0,0,0,0]
[1259,120,null,null,0,0,0,0,60,0,60,0,0,0,0,0,0,0,0]
[1260,120,null,null,0,0,0,0,60,0,60,0,0,0,0,0,0,0,0]
[1261,120,null,null,0,0,0,0,60,0,60,0,0,0,0,0,0,0,0]
[1262,160,null,null,0,0,0,40,60,0,60,0,0,0,0,0,0,0,0]
[1263,100,null,null,0,0,0,40,60,0,0,0,0,0,0,0,0,0,0]
[1264,100,null,null,0,0,0,40,60,0,0,0,0,0,0,0,0,0,0]
[1265,100,null,null,0,0,0,40,60,0,0,0,0,0,0,0,0,0,0]
[1266,100,null,null,0,0,0,40,60,0,0,0,0,0,0,0,0,0,0]
[1267,100,null,null,0,0,0,40,60,0,0,0,0,0,0,0,0,0,0]
[1268,60,null,null,0,0,0,0,60,0,0,0,0,0,0,0,0,0,0]
[1269,60,null,null,0,0,0,0,60,0,0,0,0,0,0,0,0,0,0]
[1270,60,null,null,0,0,0,0,60,0,0,0,0,0,0,0,0,0,0]
[1271,60,null,null,0,0,0,0,60,0,0,0,0,0,0,0,0,0,0]
[1272,60,null,null,0,0,0,0,60,0,0,0,0,0,0,0,0,0,0]
[1273,60,null,null,0,0,0,0,60,0,0,0,0,0,0,0,0,0,0]
[1274,60,null,null,0,0,0,0,60,0,0,0,0,0,0,0,0,0,0]
[1275,60,null,null,0,0,0,0,60,0,0,0,0,0,0,0,0,0,0]
[1276,60,null,null,0,0,0,0,60,0,0,0,0,0,0,0,0,0,0]
[1277,60,null,null,0,0,0,0,60,0,0,0,0,0,0,0,0,0,0]
[1278,60,null,null,0,0,0,0,60,0,0,0,0,0,0,0,0,0,0]
[1279,95,null,null,0,0,35,0,60,0,0,0,0,0,0,0,0,0,0]
[1280,95,null,null,0,0,35,0,60,0,0,0,0,0,0,0,0,0,0]
[1281,95,null,null,0,0,35,0,60,0,0,0,0,0,0,0,0,0,0]
[1282,{"$f":"SUM(E1293:BL1293)","v":95},null,null,0,0,35,0,60,0,0,0,0,0,0,0,0,0,0]
[1283,95,null,null,0,0,35,0,60,0,0,0,0,0,0,0,0,0,0]
[1284,95,null,null,0,0,35,0,60,0,0,0,0,0,0,0,0,0,0]
[1285,95,null,null,0,0,35,0,60,0,0,0,0,0,0,0,0,0,0]
[1286,95,null,null,0,0,35,0,60,0,0,0,0,0,0,0,0,0,0]
[1287,95,null,null,0,0,35,0,60,0,0,0,0,0,0,0,0,0,0]
[1288,95,null,null,0,0,35,0,60,0,0,0,0,0,0,0,0,0,0]
[1289,95,null,null,0,0,35,0,60,0,0,0,0,0,0,0,0,0,0]
[1290,95,null,null,0,0,35,0,60,0,0,0,0,0,0,0,0,0,0]
[1291,60,null,null,0,0,0,0,60,0,0,0,0,0,0,0,0,0,0]
[1292,60,null,null,0,0,0,0,60,0,0,0,0,0,0,0,0,0,0]
[1293,60,null,null,0,0,0,0,60,0,0,0,0,0,0,0,0,0,0]
[1294,60,null,null,0,0,0,0,60,0,0,0,0,0,0,0,0,0,0]
[1295,60,null,null,0,0,0,0,60,0,0,0,0,0,0,0,0,0,0]
[1296,155,null,null,0,0,0,0,60,0,60,0,0,0,0,0,35,0,0]
[1297,155,null,null,0,0,0,0,60,0,60,0,0,0,0,0,35,0,0]
[1298,155,null,null,0,0,0,0,60,0,60,0,0,0,0,0,35,0,0]
[1299,255,null,null,0,0,0,0,60,0,60,0,0,0,0,100,35,0,0]
[1300,195,null,null,0,0,0,0,60,0,0,0,0,0,0,100,35,0,0]
[1301,130,null,null,0,0,35,0,60,0,0,0,0,0,0,0,35,0,0]
[1302,130,null,null,0,0,35,0,60,0,0,0,0,0,0,0,35,0,0]
[1303,190,null,null,0,0,35,0,60,0,60,0,0,0,0,0,35,0,0]
[1304,190,null,null,0,0,35,0,60,0,60,0,0,0,0,0,35,0,0]
[1305,230,null,null,0,0,35,40,60,0,60,0,0,0,0,0,35,0,0]
[1306,230,null,null,0,0,35,40,60,0,60,0,0,0,0,0,35,0,0]
[1307,170,null,null,0,0,35,40,60,0,0,0,0,0,0,0,35,0,0]
[1308,170,null,null,0,0,35,40,60,0,0,0,0,0,0,0,35,0,0]
[1309,270,null,null,0,0,35,40,60,0,0,0,0,0,0,100,35,0,0]
[1310,270,null,null,0,0,35,40,60,0,0,0,0,0,0,100,35,0,0]
[1311,270,null,null,0,0,35,40,60,0,0,0,0,0,0,100,35,0,0]
[1312,270,null,null,0,0,35,40,60,0,0,0,0,0,0,100,35,0,0]
[1313,230,null,null,0,0,35,0,60,0,0,0,0,0,0,100,35,0,0]
[1314,230,null,null,0,0,35,0,60,0,0,0,0,0,0,100,35,0,0]
[1315,230,null,null,0,0,35,0,60,0,0,0,0,0,0,100,35,0,0]
[1316,230,null,null,0,0,35,0,60,0,0,0,0,0,0,100,35,0,0]
[1317,195,null,null,0,0,0,0,60,0,0,0,0,0,0,100,35,0,0]
[1318,195,null,null,0,0,0,0,60,0,0,0,0,0,0,100,35,0,0]
[1319,195,null,null,0,0,0,0,60,0,0,0,0,0,0,100,35,0,0]
[1320,160,null,null,0,0,0,0,60,0,0,0,0,0,0,100,0,0,0]
[1321,160,null,null,0,0,0,0,60,0,0,0,0,0,0,100,0,0,0]
[1322,160,null,null,0,0,0,0,60,0,0,0,0,0,0,100,0,0,0]
[1323,172,null,null,0,0,0,0,60,0,0,0,0,0,0,100,0,12,0]
[1324,172,null,null,0,0,0,0,60,0,0,0,0,0,0,100,0,12,0]
[1325,172,null,null,0,0,0,0,60,0,0,0,0,0,0,100,0,12,0]
[1326,172,null,null,0,0,0,0,60,0,0,0,0,0,0,100,0,12,0]
[1327,160,null,null,0,0,0,0,60,0,0,0,0,0,0,100,0,0,0]
[1328,160,null,null,0,0,0,0,60,0,0,0,0,0,0,100,0,0,0]
[1329,160,null,null,0,0,0,0,60,0,0,0,0,0,0,100,0,0,0]
[1330,160,null,null,0,0,0,0,60,0,0,0,0,0,0,100,0,0,0]
[1331,160,null,null,0,0,0,0,60,0,0,0,0,0,0,100,0,0,0]
[1332,160,null,null,0,0,0,0,60,0,0,0,0,0,0,100,0,0,0]
[1333,172,null,null,0,0,0,0,60,0,0,0,0,0,0,100,0,12,0]
[1334,172,null,null,0,0,0,0,60,0,0,0,0,0,0,100,0,12,0]
[1335,72,null,null,0,0,0,0,60,0,0,0,0,0,0,0,0,12,0]
[1336,72,null,null,0,0,0,0,60,0,0,0,0,0,0,0,0,12,0]
[1337,72,null,null,0,0,0,0,60,0,0,0,0,0,0,0,0,12,0]
[1338,72,null,null,0,0,0,0,60,0,0,0,0,0,0,0,0,12,0]
[1339,72,null,null,0,0,0,0,60,0,0,0,0,0,0,0,0,12,0]
[1340,72,null,null,0,0,0,0,60,0,0,0,0,0,0,0,0,12,0]
[1341,0,null,null,0,0,0,0,0,0,0,0,0,0,0,0,0,0,0]
[1342,0,null,null,0,0,0,0,0,0,0,0,0,0,0,0,0,0,0]
[1343,0,null,null,0,0,0,0,0,0,0,0,0,0,0,0,0,0,0]
[1344,0,null,null,0,0,0,0,0,0,0,0,0,0,0,0,0,0,0]
[1345,0,null,null,0,0,0,0,0,0,0,0,0,0,0,0,0,0,0]
[1346,{"$f":"SUM(E1357:BL1357)","v":0},null,null,0,0,0,0,0,0,0,0,0,0,0,0,0,0,0]
[1347,0,null,null,0,0,0,0,0,0,0,0,0,0,0,0,0,0,0]
[1348,0,null,null,0,0,0,0,0,0,0,0,0,0,0,0,0,0,0]
[1349,0,null,null,0,0,0,0,0,0,0,0,0,0,0,0,0,0,0]
[1350,0,null,null,0,0,0,0,0,0,0,0,0,0,0,0,0,0,0]
[1351,0,null,null,0,0,0,0,0,0,0,0,0,0,0,0,0,0,0]
[1352,0,null,null,0,0,0,0,0,0,0,0,0,0,0,0,0,0,0]
[1353,0,null,null,0,0,0,0,0,0,0,0,0,0,0,0,0,0,0]
[1354,0,null,null,0,0,0,0,0,0,0,0,0,0,0,0,0,0,0]
[1355,0,null,null,0,0,0,0,0,0,0,0,0,0,0,0,0,0,0]
[1356,0,null,null,0,0,0,0,0,0,0,0,0,0,0,0,0,0,0]
[1357,0,null,null,0,0,0,0,0,0,0,0,0,0,0,0,0,0,0]
[1358,0,null,null,0,0,0,0,0,0,0,0,0,0,0,0,0,0,0]
[1359,0,null,null,0,0,0,0,0,0,0,0,0,0,0,0,0,0,0]
[1360,0,null,null,0,0,0,0,0,0,0,0,0,0,0,0,0,0,0]
[1361,0,null,null,0,0,0,0,0,0,0,0,0,0,0,0,0,0,0]
[1362,0,null,null,0,0,0,0,0,0,0,0,0,0,0,0,0,0,0]
[1363,0,null,null,0,0,0,0,0,0,0,0,0,0,0,0,0,0,0]
[1364,0,null,null,0,0,0,0,0,0,0,0,0,0,0,0,0,0,0]
[1365,0,null,null,0,0,0,0,0,0,0,0,0,0,0,0,0,0,0]
[1366,0,null,null,0,0,0,0,0,0,0,0,0,0,0,0,0,0,0]
[1367,0,null,null,0,0,0,0,0,0,0,0,0,0,0,0,0,0,0]
[1368,0,null,null,0,0,0,0,0,0,0,0,0,0,0,0,0,0,0]
[1369,0,null,null,0,0,0,0,0,0,0,0,0,0,0,0,0,0,0]
[1370,0,null,null,0,0,0,0,0,0,0,0,0,0,0,0,0,0,0]
[1371,0,null,null,0,0,0,0,0,0,0,0,0,0,0,0,0,0,0]
[1372,0,null,null,0,0,0,0,0,0,0,0,0,0,0,0,0,0,0]
[1373,0,null,null,0,0,0,0,0,0,0,0,0,0,0,0,0,0,0]
[1374,0,null,null,0,0,0,0,0,0,0,0,0,0,0,0,0,0,0]
[1375,0,null,null,0,0,0,0,0,0,0,0,0,0,0,0,0,0,0]
[1376,0,null,null,0,0,0,0,0,0,0,0,0,0,0,0,0,0,0]
[1377,0,null,null,0,0,0,0,0,0,0,0,0,0,0,0,0,0,0]
[1378,0,null,null,0,0,0,0,0,0,0,0,0,0,0,0,0,0,0]
[1379,0,null,null,0,0,0,0,0,0,0,0,0,0,0,0,0,0,0]
[1380,0,null,null,0,0,0,0,0,0,0,0,0,0,0,0,0,0,0]
[1381,0,null,null,0,0,0,0,0,0,0,0,0,0,0,0,0,0,0]
[1382,0,null,null,0,0,0,0,0,0,0,0,0,0,0,0,0,0,0]
[1383,0,null,null,0,0,0,0,0,0,0,0,0,0,0,0,0,0,0]
[1384,0,null,null,0,0,0,0,0,0,0,0,0,0,0,0,0,0,0]
[1385,0,null,null,0,0,0,0,0,0,0,0,0,0,0,0,0,0,0]
[1386,0,null,null,0,0,0,0,0,0,0,0,0,0,0,0,0,0,0]
[1387,0,null,null,0,0,0,0,0,0,0,0,0,0,0,0,0,0,0]
[1388,0,null,null,0,0,0,0,0,0,0,0,0,0,0,0,0,0,0]
[1389,0,null,null,0,0,0,0,0,0,0,0,0,0,0,0,0,0,0]
[1390,0,null,null,0,0,0,0,0,0,0,0,0,0,0,0,0,0,0]
[1391,0,null,null,0,0,0,0,0,0,0,0,0,0,0,0,0,0,0]
[1392,0,null,null,0,0,0,0,0,0,0,0,0,0,0,0,0,0,0]
[1393,0,null,null,0,0,0,0,0,0,0,0,0,0,0,0,0,0,0]
[1394,0,null,null,0,0,0,0,0,0,0,0,0,0,0,0,0,0,0]
[1395,0,null,null,0,0,0,0,0,0,0,0,0,0,0,0,0,0,0]
[1396,0,null,null,0,0,0,0,0,0,0,0,0,0,0,0,0,0,0]
[1397,0,null,null,0,0,0,0,0,0,0,0,0,0,0,0,0,0,0]
[1398,0,null,null,0,0,0,0,0,0,0,0,0,0,0,0,0,0,0]
[1399,0,null,null,0,0,0,0,0,0,0,0,0,0,0,0,0,0,0]
[1400,0,null,null,0,0,0,0,0,0,0,0,0,0,0,0,0,0,0]
[1401,0,null,null,0,0,0,0,0,0,0,0,0,0,0,0,0,0,0]
[1402,0,null,null,0,0,0,0,0,0,0,0,0,0,0,0,0,0,0]
[1403,0,null,null,0,0,0,0,0,0,0,0,0,0,0,0,0,0,0]
[1404,0,null,null,0,0,0,0,0,0,0,0,0,0,0,0,0,0,0]
[1405,0,null,null,0,0,0,0,0,0,0,0,0,0,0,0,0,0,0]
[1406,0,null,null,0,0,0,0,0,0,0,0,0,0,0,0,0,0,0]
[1407,0,null,null,0,0,0,0,0,0,0,0,0,0,0,0,0,0,0]
[1408,0,null,null,0,0,0,0,0,0,0,0,0,0,0,0,0,0,0]
[1409,0,null,null,0,0,0,0,0,0,0,0,0,0,0,0,0,0,0]
[1410,{"$f":"SUM(E1421:BL1421)","v":0},null,null,0,0,0,0,0,0,0,0,0,0,0,0,0,0,0]
[1411,0,null,null,0,0,0,0,0,0,0,0,0,0,0,0,0,0,0]
[1412,0,null,null,0,0,0,0,0,0,0,0,0,0,0,0,0,0,0]
[1413,0,null,null,0,0,0,0,0,0,0,0,0,0,0,0,0,0,0]
[1414,0,null,null,0,0,0,0,0,0,0,0,0,0,0,0,0,0,0]
[1415,0,null,null,0,0,0,0,0,0,0,0,0,0,0,0,0,0,0]
[1416,0,null,null,0,0,0,0,0,0,0,0,0,0,0,0,0,0,0]
[1417,0,null,null,0,0,0,0,0,0,0,0,0,0,0,0,0,0,0]
[1418,0,null,null,0,0,0,0,0,0,0,0,0,0,0,0,0,0,0]
[1419,0,null,null,0,0,0,0,0,0,0,0,0,0,0,0,0,0,0]
[1420,0,null,null,0,0,0,0,0,0,0,0,0,0,0,0,0,0,0]
[1421,0,null,null,0,0,0,0,0,0,0,0,0,0,0,0,0,0,0]
[1422,0,null,null,0,0,0,0,0,0,0,0,0,0,0,0,0,0,0]
[1423,0,null,null,0,0,0,0,0,0,0,0,0,0,0,0,0,0,0]
[1424,0,null,null,0,0,0,0,0,0,0,0,0,0,0,0,0,0,0]
[1425,0,null,null,0,0,0,0,0,0,0,0,0,0,0,0,0,0,0]
[1426,0,null,null,0,0,0,0,0,0,0,0,0,0,0,0,0,0,0]
[1427,0,null,null,0,0,0,0,0,0,0,0,0,0,0,0,0,0,0]
[1428,0,null,null,0,0,0,0,0,0,0,0,0,0,0,0,0,0,0]
[1429,0,null,null,0,0,0,0,0,0,0,0,0,0,0,0,0,0,0]
[1430,0,null,null,0,0,0,0,0,0,0,0,0,0,0,0,0,0,0]
[1431,0,null,null,0,0,0,0,0,0,0,0,0,0,0,0,0,0,0]
[1432,0,null,null,0,0,0,0,0,0,0,0,0,0,0,0,0,0,0]
[1433,0,null,null,0,0,0,0,0,0,0,0,0,0,0,0,0,0,0]
[1434,0,null,null,0,0,0,0,0,0,0,0,0,0,0,0,0,0,0]
[1435,0,null,null,0,0,0,0,0,0,0,0,0,0,0,0,0,0,0]
[1436,0,null,null,0,0,0,0,0,0,0,0,0,0,0,0,0,0,0]
[1437,0,null,null,0,0,0,0,0,0,0,0,0,0,0,0,0,0,0]
[1438,0,null,null,0,0,0,0,0,0,0,0,0,0,0,0,0,0,0]
[1439,0,null,null,0,0,0,0,0,0,0,0,0,0,0,0,0,0,0]
[1440,0,null,null,0,0,0,0,0,0,0,0,0,0,0,0,0,0,0]

{"sheet":"occ_sim_data","index":5,"n_rows":154,"n_cols":3,"rows_kept":154,"cut":false,"hidden":false,"merged":[]}
["Active Occupancy Model"]
[]
["Simulation run output sheet"]
[]
["Refer to:","I. Richardson, M. Thomson, D. Infield, A high-resolution domestic building occupancy model for energy demand simulations, Energy and Buildings 40 (8) (2008) 1560-1566."]
[]
[]
[]
[]
["Ten minute period number","Ten minute period start time","Number of active occupants (left axis)"]
[1,{"$f":"(A11-1)/(24*6)","v":"00:00:00"},0]
[2,"00:10:00",0]
[3,"00:20:00",0]
[4,"00:30:00",0]
[5,"00:40:00",0]
[6,"00:50:00",0]
[7,"01:00:00",0]
[8,"01:10:00",0]
[9,"01:20:00",0]
[10,"01:30:00",0]
[11,"01:40:00",0]
[12,"01:50:00",0]
[13,"02:00:00",0]
[14,"02:10:00",0]
[15,"02:20:00",0]
[16,"02:30:00",0]
[17,"02:40:00",0]
[18,"02:50:00",0]
[19,"03:00:00",0]
[20,"03:10:00",0]
[21,"03:20:00",0]
[22,"03:30:00",0]
[23,"03:40:00",0]
[24,"03:50:00",0]
[25,"04:00:00",0]
[26,"04:10:00",0]
[27,"04:20:00",0]
[28,"04:30:00",0]
[29,"04:40:00",0]
[30,"04:50:00",0]
[31,"05:00:00",0]
[32,"05:10:00",0]
[33,{"$f":"(A43-1)/(24*6)","v":"05:20:00"},0]
[34,"05:30:00",0]
[35,"05:40:00",0]
[36,"05:50:00",0]
[37,"06:00:00",0]
[38,"06:10:00",0]
[39,"06:20:00",0]
[40,"06:30:00",0]
[41,"06:40:00",0]
[42,"06:50:00",0]
[43,"07:00:00",2]
[44,"07:10:00",2]
[45,"07:20:00",2]
[46,"07:30:00",2]
[47,"07:40:00",2]
[48,"07:50:00",2]
[49,"08:00:00",2]
[50,"08:10:00",1]
[51,"08:20:00",1]
[52,"08:30:00",1]
[53,"08:40:00",1]
[54,"08:50:00",0]
[55,"09:00:00",0]
[56,"09:10:00",0]
[57,"09:20:00",0]
[58,"09:30:00",0]
[59,"09:40:00",0]
[60,"09:50:00",0]
[61,"10:00:00",0]
[62,"10:10:00",0]
[63,"10:20:00",0]
[64,"10:30:00",0]
[65,{"$f":"(A75-1)/(24*6)","v":"10:40:00"},0]
[66,"10:50:00",0]
[67,"11:00:00",0]
[68,"11:10:00",0]
[69,"11:20:00",1]
[70,"11:30:00",1]
[71,"11:40:00",1]
[72,"11:50:00",1]
[73,"12:00:00",1]
[74,"12:10:00",1]
[75,"12:20:00",1]
[76,"12:30:00",1]
[77,"12:40:00",1]
[78,"12:50:00",1]
[79,"13:00:00",1]
[80,"13:10:00",1]
[81,"13:20:00",1]
[82,"13:30:00",1]
[83,"13:40:00",1]
[84,"13:50:00",1]
[85,"14:00:00",1]
[86,"14:10:00",1]
[87,"14:20:00",1]
[88,"14:30:00",1]
[89,"14:40:00",1]
[90,"14:50:00",1]
[91,"15:00:00",0]
[92,"15:10:00",0]
[93,"15:20:00",2]
[94,"15:30:00",2]
[95,"15:40:00",2]
[96,"15:50:00",1]
[97,{"$f":"(A107-1)/(24*6)","v":"16:00:00"},1]
[98,"16:10:00",1]
[99,"16:20:00",1]
[100,"16:30:00",1]
[101,"16:40:00",2]
[102,"16:50:00",2]
[103,"17:00:00",2]
[104,"17:10:00",2]
[105,"17:20:00",2]
[106,"17:30:00",2]
[107,"17:40:00",2]
[108,"17:50:00",2]
[109,"18:00:00",2]
[110,"18:10:00",2]
[111,"18:20:00",2]
[112,"18:30:00",2]
[113,"18:40:00",2]
[114,"18:50:00",2]
[115,"19:00:00",2]
[116,"19:10:00",2]
[117,"19:20:00",2]
[118,"19:30:00",2]
[119,"19:40:00",2]
[120,"19:50:00",2]
[121,"20:00:00",2]
[122,"20:10:00",2]
[123,"20:20:00",2]
[124,"20:30:00",2]
[125,"20:40:00",2]
[126,"20:50:00",2]
[127,"21:00:00",2]
[128,"21:10:00",2]
[129,{"$f":"(A139-1)/(24*6)","v":"21:20:00"},2]
[130,"21:30:00",2]
[131,"21:40:00",2]
[132,"21:50:00",1]
[133,"22:00:00",1]
[134,"22:10:00",1]
[135,"22:20:00",0]
[136,"22:30:00",0]
[137,"22:40:00",0]
[138,"22:50:00",0]
[139,"23:00:00",0]
[140,"23:10:00",0]
[141,"23:20:00",0]
[142,"23:30:00",0]
[143,"23:40:00",0]
[144,"23:50:00",0]

{"sheet":"occ_start_states","index":6,"n_rows":29,"n_cols":7,"rows_kept":29,"cut":false,"hidden":false,"merged":[]}
["Active Occupancy Model"]
[]
["Start State Probability Distributions"]
[]
[]
[]
[]
["Probability distributions of the number of active occupants in a house between 00:00 and 00:10"]
[]
["Weekday active occupancy distribution between 00:00 and 00:10"]
["Number of residents in the house",1,2,3,4,5,6]
["Zero active occupants",0.84371327849588718,0.79761904761904767,0.75400291120815133,0.73409090909090913,0.68,0.61538461538461542]
["One active occupant",0.1562867215041128,0.14484126984126985,0.18922852983988356,0.18181818181818182,0.17599999999999999,0.20512820512820512]
["Two active occupants",0,5.7539682539682536E-2,4.3668122270742356E-2,6.1363636363636363E-2,0.12,0.10256410256410256]
["Three active occupants",0,0,1.3100436681222707E-2,2.0454545454545454E-2,8.0000000000000002E-3,5.128205128205128E-2]
["Four active occupants",0,0,0,2.2727272727272726E-3,8.0000000000000002E-3,0]
["Five active occupants",0,0,0,0,8.0000000000000002E-3,2.564102564102564E-2]
["Six active occupants",0,0,0,0,0,0]
[]
[]
["Weekend active occupancy distribution between 00:00 and 00:10"]
["Number of residents in the house",1,2,3,4,5,6]
["Zero active occupants",0.82892416225749554,0.76766169154228858,0.6763425253991292,0.67567567567567566,0.546875,0.66666666666666663]
["One active occupant",0.1710758377425044,0.16119402985074627,0.2104499274310595,0.2072072072072072,0.25,0.1388888888888889]
["Two active occupants",0,7.1144278606965178E-2,9.4339622641509441E-2,9.2342342342342343E-2,0.109375,0.1111111111111111]
["Three active occupants",0,0,1.8867924528301886E-2,1.5765765765765764E-2,7.8125E-2,2.7777777777777776E-2]
["Four active occupants",0,0,0,9.0090090090090089E-3,0,5.5555555555555552E-2]
["Five active occupants",0,0,0,0,1.5625E-2,0]
["Six active occupants",0,0,0,0,0,0]

{"sheet":"tpm1_wd","index":7,"n_rows":1018,"n_cols":9,"rows_kept":1018,"cut":false,"hidden":false,"merged":[]}
[{"$f":"occ_start_states!A1","v":"Active Occupancy Model"}]
[]
["Transition Probability Matrix"]
[]
["One resident house"]
["Weekday"]
[]
[]
[]
["Ten minute period number","Active occupant count in time period","Probability of transition to zero active occupants in next time period","Probability of transition to one active occupant in next time period","Probability of transition to two active occupants in next time period","Probability of transition to three active occupants in next time period","Probability of transition to four active occupants in next time period","Probability of transition to five active occupants in next time period","Probability of transition to six active occupants in next time period"]
[1,0,0.99442896935933101,5.5710306406685202E-3,0,0,0,0,0]
[1,1,0.20676691729323299,0.79323308270676696,0,0,0,0,0]
[1,2,0,0,0,0,0,0,0]
[1,3,0,0,0,0,0,0,0]
[1,4,0,0,0,0,0,0,0]
[1,5,0,0,0,0,0,0,0]
[1,6,0,0,0,0,0,0,0]
[2,0,0.99460552933243396,5.3944706675657502E-3,0,0,0,0,0]
[2,1,0.16894977168949801,0.83105022831050201,0,0,0,0,0]
[2,2,0,0,0,0,0,0,0]
[2,3,0,0,0,0,0,0,0]
[2,4,0,0,0,0,0,0,0]
[2,5,0,0,0,0,0,0,0]
[2,6,0,0,0,0,0,0,0]
[3,0,0.99735449735449699,2.6455026455026501E-3,0,0,0,0,0]
[3,1,0.24736842105263199,0.75263157894736799,0,0,0,0,0]
[3,2,0,0,0,0,0,0,0]
[3,3,0,0,0,0,0,0,0]
[3,4,0,0,0,0,0,0,0]
[3,5,0,0,0,0,0,0,0]
[3,6,0,0,0,0,0,0,0]
[4,0,0.99742765273311895,2.5723472668810299E-3,0,0,0,0,0]
[4,1,0.14965986394557801,0.85034013605442205,0,0,0,0,0]
[4,2,0,0,0,0,0,0,0]
[4,3,0,0,0,0,0,0,0]
[4,4,0,0,0,0,0,0,0]
[4,5,0,0,0,0,0,0,0]
[4,6,0,0,0,0,0,0,0]
[5,0,0.99618563254926895,3.81436745073109E-3,0,0,0,0,0]
[5,1,0.162790697674419,0.837209302325581,0,0,0,0,0]
[5,2,0,0,0,0,0,0,0]
[5,3,0,0,0,0,0,0,0]
[5,4,0,0,0,0,0,0,0]
[5,5,0,0,0,0,0,0,0]
[5,6,0,0,0,0,0,0,0]
[6,0,0.993702770780856,6.2972292191435797E-3,0,0,0,0,0]
[6,1,0.47368421052631599,0.52631578947368396,0,0,0,0,0]
[6,2,0,0,0,0,0,0,0]
[6,3,0,0,0,0,0,0,0]
[6,4,0,0,0,0,0,0,0]
[6,5,0,0,0,0,0,0,0]
[6,6,0,0,0,0,0,0,0]
[7,0,0.99693627450980404,3.0637254901960801E-3,0,0,0,0,0]
[7,1,0.2,0.8,0,0,0,0,0]
[7,2,0,0,0,0,0,0,0]
[7,3,0,0,0,0,0,0,0]
[7,4,0,0,0,0,0,0,0]
[7,5,0,0,0,0,0,0,0]
[7,6,0,0,0,0,0,0,0]
[8,0,0.99878123095673399,1.2187690432663E-3,0,0,0,0,0]
[8,1,0.19672131147541,0.80327868852458995,0,0,0,0,0]
[8,2,0,0,0,0,0,0,0]
[8,3,0,0,0,0,0,0,0]
[8,4,0,0,0,0,0,0,0]
[8,5,0,0,0,0,0,0,0]
[8,6,0,0,0,0,0,0,0]
[9,0,0.99576014536644497,4.2398546335554203E-3,0,0,0,0,0]
[9,1,0.15686274509803899,0.84313725490196101,0,0,0,0,0]
[9,2,0,0,0,0,0,0,0]
[9,3,0,0,0,0,0,0,0]
[9,4,0,0,0,0,0,0,0]
[9,5,0,0,0,0,0,0,0]
[9,6,0,0,0,0,0,0,0]
[10,0,0.99818401937045997,1.8159806295399499E-3,0,0,0,0,0]
[10,1,0.22,0.78,0,0,0,0,0]
[10,2,0,0,0,0,0,0,0]
[10,3,0,0,0,0,0,0,0]
[10,4,0,0,0,0,0,0,0]
[10,5,0,0,0,0,0,0,0]
[10,6,0,0,0,0,0,0,0]
[11,0,0.99578313253012096,4.2168674698795199E-3,0,0,0,0,0]
[11,1,0.28571428571428598,0.71428571428571397,0,0,0,0,0]
[11,2,0,0,0,0,0,0,0]
[11,3,0,0,0,0,0,0,0]
[11,4,0,0,0,0,0,0,0]
[11,5,0,0,0,0,0,0,0]
[11,6,0,0,0,0,0,0,0]
[12,0,0.99399399399399402,6.0060060060060103E-3,0,0,0,0,0]
[12,1,0.27027027027027001,0.72972972972973005,0,0,0,0,0]
[12,2,0,0,0,0,0,0,0]
[12,3,0,0,0,0,0,0,0]
[12,4,0,0,0,0,0,0,0]
[12,5,0,0,0,0,0,0,0]
[12,6,0,0,0,0,0,0,0]
[13,0,0.99579579579579602,4.2042042042042E-3,0,0,0,0,0]
[13,1,0.32432432432432401,0.67567567567567599,0,0,0,0,0]
[13,2,0,0,0,0,0,0,0]
[13,3,0,0,0,0,0,0,0]
[13,4,0,0,0,0,0,0,0]
[13,5,0,0,0,0,0,0,0]
[13,6,0,0,0,0,0,0,0]
[14,0,0.99221556886227502,7.7844311377245502E-3,0,0,0,0,0]
[14,1,0.3125,0.6875,0,0,0,0,0]
[14,2,0,0,0,0,0,0,0]
[14,3,0,0,0,0,0,0,0]
[14,4,0,0,0,0,0,0,0]
[14,5,0,0,0,0,0,0,0]
[14,6,0,0,0,0,0,0,0]
[15,0,0.99700059988002399,2.9994001199760102E-3,0,0,0,0,0]
[15,1,0.17142857142857101,0.82857142857142896,0,0,0,0,0]
[15,2,0,0,0,0,0,0,0]
[15,3,0,0,0,0,0,0,0]
[15,4,0,0,0,0,0,0,0]
[15,5,0,0,0,0,0,0,0]
[15,6,0,0,0,0,0,0,0]
[16,0,0.99640287769784197,3.5971223021582701E-3,0,0,0,0,0]
[16,1,0.11764705882352899,0.88235294117647101,0,0,0,0,0]
[16,2,0,0,0,0,0,0,0]
[16,3,0,0,0,0,0,0,0]
[16,4,0,0,0,0,0,0,0]
[16,5,0,0,0,0,0,0,0]
[16,6,0,0,0,0,0,0,0]
[17,0,0.99399759903961604,6.0024009603841504E-3,0,0,0,0,0]
[17,1,0.38888888888888901,0.61111111111111105,0,0,0,0,0]
[17,2,0,0,0,0,0,0,0]
[17,3,0,0,0,0,0,0,0]
[17,4,0,0,0,0,0,0,0]
[17,5,0,0,0,0,0,0,0]
[17,6,0,0,0,0,0,0,0]
[18,0,0.99221556886227502,7.7844311377245502E-3,0,0,0,0,0]
[18,1,0.28125,0.71875,0,0,0,0,0]
[18,2,0,0,0,0,0,0,0]
[18,3,0,0,0,0,0,0,0]
[18,4,0,0,0,0,0,0,0]
[18,5,0,0,0,0,0,0,0]
[18,6,0,0,0,0,0,0,0]
[19,0,0.99519807923169301,4.80192076830732E-3,0,0,0,0,0]
[19,1,0.25,0.75,0,0,0,0,0]
[19,2,0,0,0,0,0,0,0]
[19,3,0,0,0,0,0,0,0]
[19,4,0,0,0,0,0,0,0]
[19,5,0,0,0,0,0,0,0]
[19,6,0,0,0,0,0,0,0]
[20,0,0.99820035992801404,1.7996400719855999E-3,0,0,0,0,0]
[20,1,0.314285714285714,0.68571428571428605,0,0,0,0,0]
[20,2,0,0,0,0,0,0,0]
[20,3,0,0,0,0,0,0,0]
[20,4,0,0,0,0,0,0,0]
[20,5,0,0,0,0,0,0,0]
[20,6,0,0,0,0,0,0,0]
[21,0,1,0,0,0,0,0,0]
[21,1,0.18518518518518501,0.81481481481481499,0,0,0,0,0]
[21,2,0,0,0,0,0,0,0]
[21,3,0,0,0,0,0,0,0]
[21,4,0,0,0,0,0,0,0]
[21,5,0,0,0,0,0,0,0]
[21,6,0,0,0,0,0,0,0]
[22,0,0.99702380952380998,2.9761904761904799E-3,0,0,0,0,0]
[22,1,0.18181818181818199,0.81818181818181801,0,0,0,0,0]
[22,2,0,0,0,0,0,0,0]
[22,3,0,0,0,0,0,0,0]
[22,4,0,0,0,0,0,0,0]
[22,5,0,0,0,0,0,0,0]
[22,6,0,0,0,0,0,0,0]
[23,0,0.99285288862418097,7.1471113758189396E-3,0,0,0,0,0]
[23,1,0.34782608695652201,0.65217391304347805,0,0,0,0,0]
[23,2,0,0,0,0,0,0,0]
[23,3,0,0,0,0,0,0,0]
[23,4,0,0,0,0,0,0,0]
[23,5,0,0,0,0,0,0,0]
[23,6,0,0,0,0,0,0,0]
[24,0,0.98985074626865699,1.0149253731343301E-2,0,0,0,0,0]
[24,1,0.77777777777777801,0.22222222222222199,0,0,0,0,0]
[24,2,0,0,0,0,0,0,0]
[24,3,0,0,0,0,0,0,0]
[24,4,0,0,0,0,0,0,0]
[24,5,0,0,0,0,0,0,0]
[24,6,0,0,0,0,0,0,0]
[25,0,0.99463966646813595,5.3603335318642004E-3,0,0,0,0,0]
[25,1,0.26086956521739102,0.73913043478260898,0,0,0,0,0]
[25,2,0,0,0,0,0,0,0]
[25,3,0,0,0,0,0,0,0]
[25,4,0,0,0,0,0,0,0]
[25,5,0,0,0,0,0,0,0]
[25,6,0,0,0,0,0,0,0]
[26,0,0.99224343675417703,7.7565632458233896E-3,0,0,0,0,0]
[26,1,0.15384615384615399,0.84615384615384603,0,0,0,0,0]
[26,2,0,0,0,0,0,0,0]
[26,3,0,0,0,0,0,0,0]
[26,4,0,0,0,0,0,0,0]
[26,5,0,0,0,0,0,0,0]
[26,6,0,0,0,0,0,0,0]
[27,0,0.99160167966406698,8.3983203359328101E-3,0,0,0,0,0]
[27,1,0.314285714285714,0.68571428571428605,0,0,0,0,0]
[27,2,0,0,0,0,0,0,0]
[27,3,0,0,0,0,0,0,0]
[27,4,0,0,0,0,0,0,0]
[27,5,0,0,0,0,0,0,0]
[27,6,0,0,0,0,0,0,0]
[28,0,0.99038461538461497,9.6153846153846194E-3,0,0,0,0,0]
[28,1,0.26315789473684198,0.73684210526315796,0,0,0,0,0]
[28,2,0,0,0,0,0,0,0]
[28,3,0,0,0,0,0,0,0]
[28,4,0,0,0,0,0,0,0]
[28,5,0,0,0,0,0,0,0]
[28,6,0,0,0,0,0,0,0]
[29,0,0.99155609167671899,8.4439083232810599E-3,0,0,0,0,0]
[29,1,0.204545454545455,0.79545454545454497,0,0,0,0,0]
[29,2,0,0,0,0,0,0,0]
[29,3,0,0,0,0,0,0,0]
[29,4,0,0,0,0,0,0,0]
[29,5,0,0,0,0,0,0,0]
[29,6,0,0,0,0,0,0,0]
[30,0,0.98487598306110102,1.5124016938899001E-2,0,0,0,0,0]
[30,1,0.16326530612244899,0.83673469387755095,0,0,0,0,0]
[30,2,0,0,0,0,0,0,0]
[30,3,0,0,0,0,0,0,0]
[30,4,0,0,0,0,0,0,0]
[30,5,0,0,0,0,0,0,0]
[30,6,0,0,0,0,0,0,0]
[31,0,0.98838630806845995,1.16136919315403E-2,0,0,0,0,0]
[31,1,0.21212121212121199,0.78787878787878796,0,0,0,0,0]
[31,2,0,0,0,0,0,0,0]
[31,3,0,0,0,0,0,0,0]
[31,4,0,0,0,0,0,0,0]
[31,5,0,0,0,0,0,0,0]
[31,6,0,0,0,0,0,0,0]
[32,0,0.99019006744328597,9.8099325567136703E-3,0,0,0,0,0]
[32,1,0.22535211267605601,0.77464788732394396,0,0,0,0,0]
[32,2,0,0,0,0,0,0,0]
[32,3,0,0,0,0,0,0,0]
[32,4,0,0,0,0,0,0,0]
[32,5,0,0,0,0,0,0,0]
[32,6,0,0,0,0,0,0,0]
[33,0,0.98283261802575095,1.7167381974248899E-2,0,0,0,0,0]
[33,1,0.183098591549296,0.81690140845070403,0,0,0,0,0]
[33,2,0,0,0,0,0,0,0]
[33,3,0,0,0,0,0,0,0]
[33,4,0,0,0,0,0,0,0]
[33,5,0,0,0,0,0,0,0]
[33,6,0,0,0,0,0,0,0]
[34,0,0.98638613861386104,1.36138613861386E-2,0,0,0,0,0]
[34,1,9.3023255813953501E-2,0.90697674418604601,0,0,0,0,0]
[34,2,0,0,0,0,0,0,0]
[34,3,0,0,0,0,0,0,0]
[34,4,0,0,0,0,0,0,0]
[34,5,0,0,0,0,0,0,0]
[34,6,0,0,0,0,0,0,0]
[35,0,0.97877652933832704,2.1223470661672902E-2,0,0,0,0,0]
[35,1,0.2,0.8,0,0,0,0,0]
[35,2,0,0,0,0,0,0,0]
[35,3,0,0,0,0,0,0,0]
[35,4,0,0,0,0,0,0,0]
[35,5,0,0,0,0,0,0,0]
[35,6,0,0,0,0,0,0,0]
[36,0,0.95906801007556697,4.0931989924433199E-2,0,0,0,0,0]
[36,1,7.8947368421052599E-2,0.92105263157894701,0,0,0,0,0]
[36,2,0,0,0,0,0,0,0]
[36,3,0,0,0,0,0,0,0]
[36,4,0,0,0,0,0,0,0]
[36,5,0,0,0,0,0,0,0]
[36,6,0,0,0,0,0,0,0]
[37,0,0.96671018276762399,3.3289817232376E-2,0,0,0,0,0]
[37,1,0.105882352941176,0.89411764705882402,0,0,0,0,0]
[37,2,0,0,0,0,0,0,0]
[37,3,0,0,0,0,0,0,0]
[37,4,0,0,0,0,0,0,0]
[37,5,0,0,0,0,0,0,0]
[37,6,0,0,0,0,0,0,0]
[38,0,0.97131420947298197,2.8685790527018001E-2,0,0,0,0,0]
[38,1,8.3743842364532001E-2,0.91625615763546797,0,0,0,0,0]
[38,2,0,0,0,0,0,0,0]
[38,3,0,0,0,0,0,0,0]
[38,4,0,0,0,0,0,0,0]
[38,5,0,0,0,0,0,0,0]
[38,6,0,0,0,0,0,0,0]
[39,0,0.95451459606245803,4.5485403937542399E-2,0,0,0,0,0]
[39,1,9.1703056768558999E-2,0.90829694323144095,0,0,0,0,0]
[39,2,0,0,0,0,0,0,0]
[39,3,0,0,0,0,0,0,0]
[39,4,0,0,0,0,0,0,0]
[39,5,0,0,0,0,0,0,0]
[39,6,0,0,0,0,0,0,0]
[40,0,0.96005606166783497,3.9943938332165398E-2,0,0,0,0,0]
[40,1,8.7272727272727293E-2,0.91272727272727305,0,0,0,0,0]
[40,2,0,0,0,0,0,0,0]
[40,3,0,0,0,0,0,0,0]
[40,4,0,0,0,0,0,0,0]
[40,5,0,0,0,0,0,0,0]
[40,6,0,0,0,0,0,0,0]
[41,0,0.946915351506456,5.3084648493543801E-2,0,0,0,0,0]
[41,1,7.7922077922077906E-2,0.92207792207792205,0,0,0,0,0]
[41,2,0,0,0,0,0,0,0]
[41,3,0,0,0,0,0,0,0]
[41,4,0,0,0,0,0,0,0]
[41,5,0,0,0,0,0,0,0]
[41,6,0,0,0,0,0,0,0]
[42,0,0.83630952380952395,0.163690476190476,0,0,0,0,0]
[42,1,9.77653631284916E-2,0.90223463687150796,0,0,0,0,0]
[42,2,0,0,0,0,0,0,0]
[42,3,0,0,0,0,0,0,0]
[42,4,0,0,0,0,0,0,0]
[42,5,0,0,0,0,0,0,0]
[42,6,0,0,0,0,0,0,0]
[43,0,0.92666091458153599,7.3339085418464206E-2,0,0,0,0,0]
[43,1,4.7882136279926303E-2,0.95211786372007401,0,0,0,0,0]
[43,2,0,0,0,0,0,0,0]
[43,3,0,0,0,0,0,0,0]
[43,4,0,0,0,0,0,0,0]
[43,5,0,0,0,0,0,0,0]
[43,6,0,0,0,0,0,0,0]
[44,0,0.90363636363636402,9.6363636363636401E-2,0,0,0,0,0]
[44,1,6.3122923588039906E-2,0.93687707641196005,0,0,0,0,0]
[44,2,0,0,0,0,0,0,0]
[44,3,0,0,0,0,0,0,0]
[44,4,0,0,0,0,0,0,0]
[44,5,0,0,0,0,0,0,0]
[44,6,0,0,0,0,0,0,0]
[45,0,0.87790697674418605,0.122093023255814,0,0,0,0,0]
[45,1,5.9701492537313397E-2,0.94029850746268695,0,0,0,0,0]
[45,2,0,0,0,0,0,0,0]
[45,3,0,0,0,0,0,0,0]
[45,4,0,0,0,0,0,0,0]
[45,5,0,0,0,0,0,0,0]
[45,6,0,0,0,0,0,0,0]
[46,0,0.92494714587737803,7.5052854122621596E-2,0,0,0,0,0]
[46,1,5.8201058201058198E-2,0.94179894179894197,0,0,0,0,0]
[46,2,0,0,0,0,0,0,0]
[46,3,0,0,0,0,0,0,0]
[46,4,0,0,0,0,0,0,0]
[46,5,0,0,0,0,0,0,0]
[46,6,0,0,0,0,0,0,0]
[47,0,0.89336235038084899,0.106637649619151,0,0,0,0,0]
[47,1,5.8748403575989802E-2,0.94125159642401002,0,0,0,0,0]
[47,2,0,0,0,0,0,0,0]
[47,3,0,0,0,0,0,0,0]
[47,4,0,0,0,0,0,0,0]
[47,5,0,0,0,0,0,0,0]
[47,6,0,0,0,0,0,0,0]
[48,0,0.82468281430219104,0.17531718569780899,0,0,0,0,0]
[48,1,5.6287425149700601E-2,0.94371257485029902,0,0,0,0,0]
[48,2,0,0,0,0,0,0,0]
[48,3,0,0,0,0,0,0,0]
[48,4,0,0,0,0,0,0,0]
[48,5,0,0,0,0,0,0,0]
[48,6,0,0,0,0,0,0,0]
[49,0,0.91863517060367506,8.13648293963255E-2,0,0,0,0,0]
[49,1,4.3617021276595697E-2,0.95638297872340405,0,0,0,0,0]
[49,2,0,0,0,0,0,0,0]
[49,3,0,0,0,0,0,0,0]
[49,4,0,0,0,0,0,0,0]
[49,5,0,0,0,0,0,0,0]
[49,6,0,0,0,0,0,0,0]
[50,0,0.944669365721997,5.5330634278002701E-2,0,0,0,0,0]
[50,1,5.93132154006243E-2,0.94068678459937605,0,0,0,0,0]
[50,2,0,0,0,0,0,0,0]
[50,3,0,0,0,0,0,0,0]
[50,4,0,0,0,0,0,0,0]
[50,5,0,0,0,0,0,0,0]
[50,6,0,0,0,0,0,0,0]
[51,0,0.91941875825627495,8.0581241743725204E-2,0,0,0,0,0]
[51,1,9.5238095238095205E-2,0.90476190476190499,0,0,0,0,0]
[51,2,0,0,0,0,0,0,0]
[51,3,0,0,0,0,0,0,0]
[51,4,0,0,0,0,0,0,0]
[51,5,0,0,0,0,0,0,0]
[51,6,0,0,0,0,0,0,0]
[52,0,0.95674300254452904,4.3256997455470701E-2,0,0,0,0,0]
[52,1,9.6069868995633204E-2,0.90393013100436703,0,0,0,0,0]
[52,2,0,0,0,0,0,0,0]
[52,3,0,0,0,0,0,0,0]
[52,4,0,0,0,0,0,0,0]
[52,5,0,0,0,0,0,0,0]
[52,6,0,0,0,0,0,0,0]
[53,0,0.95119047619047603,4.8809523809523803E-2,0,0,0,0,0]
[53,1,7.5406032482598598E-2,0.92459396751740097,0,0,0,0,0]
[53,2,0,0,0,0,0,0,0]
[53,3,0,0,0,0,0,0,0]
[53,4,0,0,0,0,0,0,0]
[53,5,0,0,0,0,0,0,0]
[53,6,0,0,0,0,0,0,0]
[54,0,0.92361111111111105,7.6388888888888895E-2,0,0,0,0,0]
[54,1,7.5178997613365203E-2,0.924821002386635,0,0,0,0,0]
[54,2,0,0,0,0,0,0,0]
[54,3,0,0,0,0,0,0,0]
[54,4,0,0,0,0,0,0,0]
[54,5,0,0,0,0,0,0,0]
[54,6,0,0,0,0,0,0,0]
[55,0,0.94076655052264802,5.9233449477351902E-2,0,0,0,0,0]
[55,1,5.9453032104637302E-2,0.94054696789536296,0,0,0,0,0]
[55,2,0,0,0,0,0,0,0]
[55,3,0,0,0,0,0,0,0]
[55,4,0,0,0,0,0,0,0]
[55,5,0,0,0,0,0,0,0]
[55,6,0,0,0,0,0,0,0]
[56,0,0.96860465116279104,3.1395348837209298E-2,0,0,0,0,0]
[56,1,5.9382422802850401E-2,0.94061757719715,0,0,0,0,0]
[56,2,0,0,0,0,0,0,0]
[56,3,0,0,0,0,0,0,0]
[56,4,0,0,0,0,0,0,0]
[56,5,0,0,0,0,0,0,0]
[56,6,0,0,0,0,0,0,0]
[57,0,0.95469988674971695,4.5300113250283103E-2,0,0,0,0,0]
[57,1,5.4945054945054903E-2,0.94505494505494503,0,0,0,0,0]
[57,2,0,0,0,0,0,0,0]
[57,3,0,0,0,0,0,0,0]
[57,4,0,0,0,0,0,0,0]
[57,5,0,0,0,0,0,0,0]
[57,6,0,0,0,0,0,0,0]
[58,0,0.97522522522522503,2.4774774774774799E-2,0,0,0,0,0]
[58,1,4.6683046683046701E-2,0.95331695331695299,0,0,0,0,0]
[58,2,0,0,0,0,0,0,0]
[58,3,0,0,0,0,0,0,0]
[58,4,0,0,0,0,0,0,0]
[58,5,0,0,0,0,0,0,0]
[58,6,0,0,0,0,0,0,0]
[59,0,0.97676991150442505,2.3230088495575198E-2,0,0,0,0,0]
[59,1,6.5162907268170395E-2,0.93483709273183002,0,0,0,0,0]
[59,2,0,0,0,0,0,0,0]
[59,3,0,0,0,0,0,0,0]
[59,4,0,0,0,0,0,0,0]
[59,5,0,0,0,0,0,0,0]
[59,6,0,0,0,0,0,0,0]
[60,0,0.93155080213903696,6.8449197860962596E-2,0,0,0,0,0]
[60,1,0.116036505867014,0.88396349413298603,0,0,0,0,0]
[60,2,0,0,0,0,0,0,0]
[60,3,0,0,0,0,0,0,0]
[60,4,0,0,0,0,0,0,0]
[60,5,0,0,0,0,0,0,0]
[60,6,0,0,0,0,0,0,0]
[61,0,0.984375,1.5625E-2,0,0,0,0,0]
[61,1,4.1778975741239899E-2,0.95822102425875999,0,0,0,0,0]
[61,2,0,0,0,0,0,0,0]
[61,3,0,0,0,0,0,0,0]
[61,4,0,0,0,0,0,0,0]
[61,5,0,0,0,0,0,0,0]
[61,6,0,0,0,0,0,0,0]
[62,0,0.97131147540983598,2.86885245901639E-2,0,0,0,0,0]
[62,1,4.9586776859504099E-2,0.95041322314049603,0,0,0,0,0]
[62,2,0,0,0,0,0,0,0]
[62,3,0,0,0,0,0,0,0]
[62,4,0,0,0,0,0,0,0]
[62,5,0,0,0,0,0,0,0]
[62,6,0,0,0,0,0,0,0]
[63,0,0.96747967479674801,3.2520325203252001E-2,0,0,0,0,0]
[63,1,8.3565459610027898E-2,0.91643454038997196,0,0,0,0,0]
[63,2,0,0,0,0,0,0,0]
[63,3,0,0,0,0,0,0,0]
[63,4,0,0,0,0,0,0,0]
[63,5,0,0,0,0,0,0,0]
[63,6,0,0,0,0,0,0,0]
[64,0,0.96936758893280595,3.06324110671937E-2,0,0,0,0,0]
[64,1,4.6376811594202899E-2,0.95362318840579696,0,0,0,0,0]
[64,2,0,0,0,0,0,0,0]
[64,3,0,0,0,0,0,0,0]
[64,4,0,0,0,0,0,0,0]
[64,5,0,0,0,0,0,0,0]
[64,6,0,0,0,0,0,0,0]
[65,0,0.97038499506416598,2.9615004935834199E-2,0,0,0,0,0]
[65,1,5.8055152394775003E-2,0.94194484760522501,0,0,0,0,0]
[65,2,0,0,0,0,0,0,0]
[65,3,0,0,0,0,0,0,0]
[65,4,0,0,0,0,0,0,0]
[65,5,0,0,0,0,0,0,0]
[65,6,0,0,0,0,0,0,0]
[66,0,0.95601173020527896,4.3988269794721403E-2,0,0,0,0,0]
[66,1,6.7746686303387302E-2,0.93225331369661302,0,0,0,0,0]
[66,2,0,0,0,0,0,0,0]
[66,3,0,0,0,0,0,0,0]
[66,4,0,0,0,0,0,0,0]
[66,5,0,0,0,0,0,0,0]
[66,6,0,0,0,0,0,0,0]
[67,0,0.9755859375,2.44140625E-2,0,0,0,0,0]
[67,1,4.2772861356932201E-2,0.95722713864306797,0,0,0,0,0]
[67,2,0,0,0,0,0,0,0]
[67,3,0,0,0,0,0,0,0]
[67,4,0,0,0,0,0,0,0]
[67,5,0,0,0,0,0,0,0]
[67,6,0,0,0,0,0,0,0]
[68,0,0.96498054474708195,3.5019455252918302E-2,0,0,0,0,0]
[68,1,5.6379821958456998E-2,0.94362017804154297,0,0,0,0,0]
[68,2,0,0,0,0,0,0,0]
[68,3,0,0,0,0,0,0,0]
[68,4,0,0,0,0,0,0,0]
[68,5,0,0,0,0,0,0,0]
[68,6,0,0,0,0,0,0,0]
[69,0,0.95631067961165095,4.3689320388349502E-2,0,0,0,0,0]
[69,1,5.0595238095238103E-2,0.94940476190476197,0,0,0,0,0]
[69,2,0,0,0,0,0,0,0]
[69,3,0,0,0,0,0,0,0]
[69,4,0,0,0,0,0,0,0]
[69,5,0,0,0,0,0,0,0]
[69,6,0,0,0,0,0,0,0]
[70,0,0.97644749754661397,2.35525024533857E-2,0,0,0,0,0]
[70,1,3.3674963396778897E-2,0.966325036603221,0,0,0,0,0]
[70,2,0,0,0,0,0,0,0]
[70,3,0,0,0,0,0,0,0]
[70,4,0,0,0,0,0,0,0]
[70,5,0,0,0,0,0,0,0]
[70,6,0,0,0,0,0,0,0]
[71,0,0.96758349705304503,3.2416502946954799E-2,0,0,0,0,0]
[71,1,4.9707602339181298E-2,0.95029239766081897,0,0,0,0,0]
[71,2,0,0,0,0,0,0,0]
[71,3,0,0,0,0,0,0,0]
[71,4,0,0,0,0,0,0,0]
[71,5,0,0,0,0,0,0,0]
[71,6,0,0,0,0,0,0,0]
[72,0,0.95289499509322895,4.7105004906771303E-2,0,0,0,0,0]
[72,1,5.4172767203513897E-2,0.94582723279648595,0,0,0,0,0]
[72,2,0,0,0,0,0,0,0]
[72,3,0,0,0,0,0,0,0]
[72,4,0,0,0,0,0,0,0]
[72,5,0,0,0,0,0,0,0]
[72,6,0,0,0,0,0,0,0]
[73,0,0.95932539682539697,4.0674603174603197E-2,0,0,0,0,0]
[73,1,3.3141210374639803E-2,0.96685878962535998,0,0,0,0,0]
[73,2,0,0,0,0,0,0,0]
[73,3,0,0,0,0,0,0,0]
[73,4,0,0,0,0,0,0,0]
[73,5,0,0,0,0,0,0,0]
[73,6,0,0,0,0,0,0,0]
[74,0,0.96767676767676802,3.2323232323232302E-2,0,0,0,0,0]
[74,1,4.0730337078651702E-2,0.95926966292134797,0,0,0,0,0]
[74,2,0,0,0,0,0,0,0]
[74,3,0,0,0,0,0,0,0]
[74,4,0,0,0,0,0,0,0]
[74,5,0,0,0,0,0,0,0]
[74,6,0,0,0,0,0,0,0]
[75,0,0.95744680851063801,4.2553191489361701E-2,0,0,0,0,0]
[75,1,1.9580419580419599E-2,0.98041958041957999,0,0,0,0,0]
[75,2,0,0,0,0,0,0,0]
[75,3,0,0,0,0,0,0,0]
[75,4,0,0,0,0,0,0,0]
[75,5,0,0,0,0,0,0,0]
[75,6,0,0,0,0,0,0,0]
[76,0,0.96767466110531797,3.2325338894681997E-2,0,0,0,0,0]
[76,1,3.2301480484522201E-2,0.96769851951547803,0,0,0,0,0]
[76,2,0,0,0,0,0,0,0]
[76,3,0,0,0,0,0,0,0]
[76,4,0,0,0,0,0,0,0]
[76,5,0,0,0,0,0,0,0]
[76,6,0,0,0,0,0,0,0]
[77,0,0.97058823529411797,2.9411764705882401E-2,0,0,0,0,0]
[77,1,4.1333333333333298E-2,0.958666666666667,0,0,0,0,0]
[77,2,0,0,0,0,0,0,0]
[77,3,0,0,0,0,0,0,0]
[77,4,0,0,0,0,0,0,0]
[77,5,0,0,0,0,0,0,0]
[77,6,0,0,0,0,0,0,0]
[78,0,0.93612565445026197,6.3874345549738198E-2,0,0,0,0,0]
[78,1,8.1659973226238303E-2,0.91834002677376203,0,0,0,0,0]
[78,2,0,0,0,0,0,0,0]
[78,3,0,0,0,0,0,0,0]
[78,4,0,0,0,0,0,0,0]
[78,5,0,0,0,0,0,0,0]
[78,6,0,0,0,0,0,0,0]
[79,0,0.96963350785340297,3.03664921465969E-2,0,0,0,0,0]
[79,1,4.2838018741633198E-2,0.95716198125836705,0,0,0,0,0]
[79,2,0,0,0,0,0,0,0]
[79,3,0,0,0,0,0,0,0]
[79,4,0,0,0,0,0,0,0]
[79,5,0,0,0,0,0,0,0]
[79,6,0,0,0,0,0,0,0]
[80,0,0.96868475991649305,3.1315240083507299E-2,0,0,0,0,0]
[80,1,4.0322580645161303E-2,0.95967741935483897,0,0,0,0,0]
[80,2,0,0,0,0,0,0,0]
[80,3,0,0,0,0,0,0,0]
[80,4,0,0,0,0,0,0,0]
[80,5,0,0,0,0,0,0,0]
[80,6,0,0,0,0,0,0,0]
[81,0,0.97181628392484298,2.8183716075156601E-2,0,0,0,0,0]
[81,1,4.8387096774193498E-2,0.95161290322580605,0,0,0,0,0]
[81,2,0,0,0,0,0,0,0]
[81,3,0,0,0,0,0,0,0]
[81,4,0,0,0,0,0,0,0]
[81,5,0,0,0,0,0,0,0]
[81,6,0,0,0,0,0,0,0]
[82,0,0.97414684591520195,2.58531540847983E-2,0,0,0,0,0]
[82,1,5.3061224489795902E-2,0.946938775510204,0,0,0,0,0]
[82,2,0,0,0,0,0,0,0]
[82,3,0,0,0,0,0,0,0]
[82,4,0,0,0,0,0,0,0]
[82,5,0,0,0,0,0,0,0]
[82,6,0,0,0,0,0,0,0]
[83,0,0.96941896024464802,3.0581039755351699E-2,0,0,0,0,0]
[83,1,6.24133148404993E-2,0.93758668515950105,0,0,0,0,0]
[83,2,0,0,0,0,0,0,0]
[83,3,0,0,0,0,0,0,0]
[83,4,0,0,0,0,0,0,0]
[83,5,0,0,0,0,0,0,0]
[83,6,0,0,0,0,0,0,0]
[84,0,0.96586345381526095,3.4136546184738999E-2,0,0,0,0,0]
[84,1,9.3484419263456103E-2,0.90651558073654404,0,0,0,0,0]
[84,2,0,0,0,0,0,0,0]
[84,3,0,0,0,0,0,0,0]
[84,4,0,0,0,0,0,0,0]
[84,5,0,0,0,0,0,0,0]
[84,6,0,0,0,0,0,0,0]
[85,0,0.98249027237354103,1.7509727626459099E-2,0,0,0,0,0]
[85,1,5.4896142433234402E-2,0.94510385756676596,0,0,0,0,0]
[85,2,0,0,0,0,0,0,0]
[85,3,0,0,0,0,0,0,0]
[85,4,0,0,0,0,0,0,0]
[85,5,0,0,0,0,0,0,0]
[85,6,0,0,0,0,0,0,0]
[86,0,0.97325692454632295,2.6743075453677202E-2,0,0,0,0,0]
[86,1,5.0381679389312997E-2,0.94961832061068696,0,0,0,0,0]
[86,2,0,0,0,0,0,0,0]
[86,3,0,0,0,0,0,0,0]
[86,4,0,0,0,0,0,0,0]
[86,5,0,0,0,0,0,0,0]
[86,6,0,0,0,0,0,0,0]
[87,0,0.96958174904942995,3.04182509505703E-2,0,0,0,0,0]
[87,1,6.30769230769231E-2,0.93692307692307697,0,0,0,0,0]
[87,2,0,0,0,0,0,0,0]
[87,3,0,0,0,0,0,0,0]
[87,4,0,0,0,0,0,0,0]
[87,5,0,0,0,0,0,0,0]
[87,6,0,0,0,0,0,0,0]
[88,0,0.977379830348728,2.26201696512724E-2,0,0,0,0,0]
[88,1,5.4602184087363503E-2,0.94539781591263705,0,0,0,0,0]
[88,2,0,0,0,0,0,0,0]
[88,3,0,0,0,0,0,0,0]
[88,4,0,0,0,0,0,0,0]
[88,5,0,0,0,0,0,0,0]
[88,6,0,0,0,0,0,0,0]
[89,0,0.96828358208955201,3.1716417910447797E-2,0,0,0,0,0]
[89,1,5.8730158730158702E-2,0.94126984126984103,0,0,0,0,0]
[89,2,0,0,0,0,0,0,0]
[89,3,0,0,0,0,0,0,0]
[89,4,0,0,0,0,0,0,0]
[89,5,0,0,0,0,0,0,0]
[89,6,0,0,0,0,0,0,0]
[90,0,0.95162790697674404,4.8372093023255798E-2,0,0,0,0,0]
[90,1,6.3795853269537503E-2,0.93620414673046204,0,0,0,0,0]
[90,2,0,0,0,0,0,0,0]
[90,3,0,0,0,0,0,0,0]
[90,4,0,0,0,0,0,0,0]
[90,5,0,0,0,0,0,0,0]
[90,6,0,0,0,0,0,0,0]
[91,0,0.970837253057385,2.9162746942615201E-2,0,0,0,0,0]
[91,1,3.12989045383412E-2,0.96870109546165895,0,0,0,0,0]
[91,2,0,0,0,0,0,0,0]
[91,3,0,0,0,0,0,0,0]
[91,4,0,0,0,0,0,0,0]
[91,5,0,0,0,0,0,0,0]
[91,6,0,0,0,0,0,0,0]
[92,0,0.96197718631178697,3.8022813688212899E-2,0,0,0,0,0]
[92,1,3.8461538461538498E-2,0.96153846153846201,0,0,0,0,0]
[92,2,0,0,0,0,0,0,0]
[92,3,0,0,0,0,0,0,0]
[92,4,0,0,0,0,0,0,0]
[92,5,0,0,0,0,0,0,0]
[92,6,0,0,0,0,0,0,0]
[93,0,0.94214079074252699,5.7859209257473503E-2,0,0,0,0,0]
[93,1,4.66165413533835E-2,0.953383458646617,0,0,0,0,0]
[93,2,0,0,0,0,0,0,0]
[93,3,0,0,0,0,0,0,0]
[93,4,0,0,0,0,0,0,0]
[93,5,0,0,0,0,0,0,0]
[93,6,0,0,0,0,0,0,0]
[94,0,0.947420634920635,5.2579365079365101E-2,0,0,0,0,0]
[94,1,2.1613832853025899E-2,0.97838616714697402,0,0,0,0,0]
[94,2,0,0,0,0,0,0,0]
[94,3,0,0,0,0,0,0,0]
[94,4,0,0,0,0,0,0,0]
[94,5,0,0,0,0,0,0,0]
[94,6,0,0,0,0,0,0,0]
[95,0,0.94845360824742297,5.1546391752577303E-2,0,0,0,0,0]
[95,1,3.0054644808743199E-2,0.96994535519125702,0,0,0,0,0]
[95,2,0,0,0,0,0,0,0]
[95,3,0,0,0,0,0,0,0]
[95,4,0,0,0,0,0,0,0]
[95,5,0,0,0,0,0,0,0]
[95,6,0,0,0,0,0,0,0]
[96,0,0.89171974522292996,0.10828025477707,0,0,0,0,0]
[96,1,7.1052631578947395E-2,0.92894736842105297,0,0,0,0,0]
[96,2,0,0,0,0,0,0,0]
[96,3,0,0,0,0,0,0,0]
[96,4,0,0,0,0,0,0,0]
[96,5,0,0,0,0,0,0,0]
[96,6,0,0,0,0,0,0,0]
[97,0,0.951901565995526,4.8098434004474298E-2,0,0,0,0,0]
[97,1,2.4752475247524799E-2,0.975247524752475,0,0,0,0,0]
[97,2,0,0,0,0,0,0,0]
[97,3,0,0,0,0,0,0,0]
[97,4,0,0,0,0,0,0,0]
[97,5,0,0,0,0,0,0,0]
[97,6,0,0,0,0,0,0,0]
[98,0,0.95866819747416798,4.1331802525832399E-2,0,0,0,0,0]
[98,1,1.9253910950661899E-2,0.98074608904933802,0,0,0,0,0]
[98,2,0,0,0,0,0,0,0]
[98,3,0,0,0,0,0,0,0]
[98,4,0,0,0,0,0,0,0]
[98,5,0,0,0,0,0,0,0]
[98,6,0,0,0,0,0,0,0]
[99,0,0.95652173913043503,4.3478260869565202E-2,0,0,0,0,0]
[99,1,2.8202115158636899E-2,0.97179788484136298,0,0,0,0,0]
[99,2,0,0,0,0,0,0,0]
[99,3,0,0,0,0,0,0,0]
[99,4,0,0,0,0,0,0,0]
[99,5,0,0,0,0,0,0,0]
[99,6,0,0,0,0,0,0,0]
[100,0,0.93078758949880702,6.9212410501193297E-2,0,0,0,0,0]
[100,1,2.0833333333333301E-2,0.97916666666666696,0,0,0,0,0]
[100,2,0,0,0,0,0,0,0]
[100,3,0,0,0,0,0,0,0]
[100,4,0,0,0,0,0,0,0]
[100,5,0,0,0,0,0,0,0]
[100,6,0,0,0,0,0,0,0]
[101,0,0.94360902255639101,5.6390977443608999E-2,0,0,0,0,0]
[101,1,2.3230088495575198E-2,0.97676991150442505,0,0,0,0,0]
[101,2,0,0,0,0,0,0,0]
[101,3,0,0,0,0,0,0,0]
[101,4,0,0,0,0,0,0,0]
[101,5,0,0,0,0,0,0,0]
[101,6,0,0,0,0,0,0,0]
[102,0,0.918604651162791,8.1395348837209294E-2,0,0,0,0,0]
[102,1,3.0172413793103502E-2,0.96982758620689702,0,0,0,0,0]
[102,2,0,0,0,0,0,0,0]
[102,3,0,0,0,0,0,0,0]
[102,4,0,0,0,0,0,0,0]
[102,5,0,0,0,0,0,0,0]
[102,6,0,0,0,0,0,0,0]
[103,0,0.93640054127198902,6.3599458728010802E-2,0,0,0,0,0]
[103,1,1.66147455867082E-2,0.98338525441329205,0,0,0,0,0]
[103,2,0,0,0,0,0,0,0]
[103,3,0,0,0,0,0,0,0]
[103,4,0,0,0,0,0,0,0]
[103,5,0,0,0,0,0,0,0]
[103,6,0,0,0,0,0,0,0]
[104,0,0.94209039548022599,5.7909604519773998E-2,0,0,0,0,0]
[104,1,2.01207243460765E-2,0.97987927565392396,0,0,0,0,0]
[104,2,0,0,0,0,0,0,0]
[104,3,0,0,0,0,0,0,0]
[104,4,0,0,0,0,0,0,0]
[104,5,0,0,0,0,0,0,0]
[104,6,0,0,0,0,0,0,0]
[105,0,0.91266375545851497,8.7336244541484698E-2,0,0,0,0,0]
[105,1,2.6600985221674901E-2,0.97339901477832502,0,0,0,0,0]
[105,2,0,0,0,0,0,0,0]
[105,3,0,0,0,0,0,0,0]
[105,4,0,0,0,0,0,0,0]
[105,5,0,0,0,0,0,0,0]
[105,6,0,0,0,0,0,0,0]
[106,0,0.92966360856269104,7.0336391437308896E-2,0,0,0,0,0]
[106,1,1.7175572519084002E-2,0.98282442748091603,0,0,0,0,0]
[106,2,0,0,0,0,0,0,0]
[106,3,0,0,0,0,0,0,0]
[106,4,0,0,0,0,0,0,0]
[106,5,0,0,0,0,0,0,0]
[106,6,0,0,0,0,0,0,0]
[107,0,0.91533546325878601,8.4664536741214103E-2,0,0,0,0,0]
[107,1,1.57992565055762E-2,0.98420074349442399,0,0,0,0,0]
[107,2,0,0,0,0,0,0,0]
[107,3,0,0,0,0,0,0,0]
[107,4,0,0,0,0,0,0,0]
[107,5,0,0,0,0,0,0,0]
[107,6,0,0,0,0,0,0,0]
[108,0,0.86779661016949206,0.132203389830508,0,0,0,0,0]
[108,1,2.96762589928058E-2,0.97032374100719399,0,0,0,0,0]
[108,2,0,0,0,0,0,0,0]
[108,3,0,0,0,0,0,0,0]
[108,4,0,0,0,0,0,0,0]
[108,5,0,0,0,0,0,0,0]
[108,6,0,0,0,0,0,0,0]
[109,0,0.91009174311926599,8.9908256880734005E-2,0,0,0,0,0]
[109,1,1.98789974070873E-2,0.98012100259291302,0,0,0,0,0]
[109,2,0,0,0,0,0,0,0]
[109,3,0,0,0,0,0,0,0]
[109,4,0,0,0,0,0,0,0]
[109,5,0,0,0,0,0,0,0]
[109,6,0,0,0,0,0,0,0]
[110,0,0.92678227360308296,7.3217726396917093E-2,0,0,0,0,0]
[110,1,2.1132713440405699E-2,0.97886728655959399,0,0,0,0,0]
[110,2,0,0,0,0,0,0,0]
[110,3,0,0,0,0,0,0,0]
[110,4,0,0,0,0,0,0,0]
[110,5,0,0,0,0,0,0,0]
[110,6,0,0,0,0,0,0,0]
[111,0,0.91304347826086996,8.6956521739130405E-2,0,0,0,0,0]
[111,1,2.59197324414716E-2,0.97408026755852795,0,0,0,0,0]
[111,2,0,0,0,0,0,0,0]
[111,3,0,0,0,0,0,0,0]
[111,4,0,0,0,0,0,0,0]
[111,5,0,0,0,0,0,0,0]
[111,6,0,0,0,0,0,0,0]
[112,0,0.92900608519269801,7.0993914807302202E-2,0,0,0,0,0]
[112,1,2.1505376344085999E-2,0.978494623655914,0,0,0,0,0]
[112,2,0,0,0,0,0,0,0]
[112,3,0,0,0,0,0,0,0]
[112,4,0,0,0,0,0,0,0]
[112,5,0,0,0,0,0,0,0]
[112,6,0,0,0,0,0,0,0]
[113,0,0.93181818181818199,6.8181818181818205E-2,0,0,0,0,0]
[113,1,2.8735632183908E-2,0.97126436781609204,0,0,0,0,0]
[113,2,0,0,0,0,0,0,0]
[113,3,0,0,0,0,0,0,0]
[113,4,0,0,0,0,0,0,0]
[113,5,0,0,0,0,0,0,0]
[113,6,0,0,0,0,0,0,0]
[114,0,0.89300411522633705,0.10699588477366299,0,0,0,0,0]
[114,1,5.3453947368421101E-2,0.94654605263157898,0,0,0,0,0]
[114,2,0,0,0,0,0,0,0]
[114,3,0,0,0,0,0,0,0]
[114,4,0,0,0,0,0,0,0]
[114,5,0,0,0,0,0,0,0]
[114,6,0,0,0,0,0,0,0]
[115,0,0.93987975951903802,6.0120240480961901E-2,0,0,0,0,0]
[115,1,1.41313383208645E-2,0.98586866167913501,0,0,0,0,0]
[115,2,0,0,0,0,0,0,0]
[115,3,0,0,0,0,0,0,0]
[115,4,0,0,0,0,0,0,0]
[115,5,0,0,0,0,0,0,0]
[115,6,0,0,0,0,0,0,0]
[116,0,0.938271604938272,6.1728395061728399E-2,0,0,0,0,0]
[116,1,1.4802631578947401E-2,0.98519736842105299,0,0,0,0,0]
[116,2,0,0,0,0,0,0,0]
[116,3,0,0,0,0,0,0,0]
[116,4,0,0,0,0,0,0,0]
[116,5,0,0,0,0,0,0,0]
[116,6,0,0,0,0,0,0,0]
[117,0,0.93248945147679296,6.7510548523206704E-2,0,0,0,0,0]
[117,1,2.9315960912052099E-2,0.97068403908794798,0,0,0,0,0]
[117,2,0,0,0,0,0,0,0]
[117,3,0,0,0,0,0,0,0]
[117,4,0,0,0,0,0,0,0]
[117,5,0,0,0,0,0,0,0]
[117,6,0,0,0,0,0,0,0]
[118,0,0.94351464435146404,5.6485355648535601E-2,0,0,0,0,0]
[118,1,1.5522875816993501E-2,0.98447712418300704,0,0,0,0,0]
[118,2,0,0,0,0,0,0,0]
[118,3,0,0,0,0,0,0,0]
[118,4,0,0,0,0,0,0,0]
[118,5,0,0,0,0,0,0,0]
[118,6,0,0,0,0,0,0,0]
[119,0,0.95744680851063801,4.2553191489361701E-2,0,0,0,0,0]
[119,1,3.0032467532467501E-2,0.96996753246753198,0,0,0,0,0]
[119,2,0,0,0,0,0,0,0]
[119,3,0,0,0,0,0,0,0]
[119,4,0,0,0,0,0,0,0]
[119,5,0,0,0,0,0,0,0]
[119,6,0,0,0,0,0,0,0]
[120,0,0.928131416837782,7.1868583162217697E-2,0,0,0,0,0]
[120,1,2.0576131687242798E-2,0.97942386831275696,0,0,0,0,0]
[120,2,0,0,0,0,0,0,0]
[120,3,0,0,0,0,0,0,0]
[120,4,0,0,0,0,0,0,0]
[120,5,0,0,0,0,0,0,0]
[120,6,0,0,0,0,0,0,0]
[121,0,0.94549266247379504,5.4507337526205499E-2,0,0,0,0,0]
[121,1,9.79591836734694E-3,0.99020408163265305,0,0,0,0,0]
[121,2,0,0,0,0,0,0,0]
[121,3,0,0,0,0,0,0,0]
[121,4,0,0,0,0,0,0,0]
[121,5,0,0,0,0,0,0,0]
[121,6,0,0,0,0,0,0,0]
[122,0,0.96976241900647997,3.0237580993520499E-2,0,0,0,0,0]
[122,1,1.6949152542372899E-2,0.98305084745762705,0,0,0,0,0]
[122,2,0,0,0,0,0,0,0]
[122,3,0,0,0,0,0,0,0]
[122,4,0,0,0,0,0,0,0]
[122,5,0,0,0,0,0,0,0]
[122,6,0,0,0,0,0,0,0]
[123,0,0.94680851063829796,5.31914893617021E-2,0,0,0,0,0]
[123,1,2.0292207792207799E-2,0.97970779220779203,0,0,0,0,0]
[123,2,0,0,0,0,0,0,0]
[123,3,0,0,0,0,0,0,0]
[123,4,0,0,0,0,0,0,0]
[123,5,0,0,0,0,0,0,0]
[123,6,0,0,0,0,0,0,0]
[124,0,0.96170212765957397,3.8297872340425497E-2,0,0,0,0,0]
[124,1,1.37987012987013E-2,0.98620129870129902,0,0,0,0,0]
[124,2,0,0,0,0,0,0,0]
[124,3,0,0,0,0,0,0,0]
[124,4,0,0,0,0,0,0,0]
[124,5,0,0,0,0,0,0,0]
[124,6,0,0,0,0,0,0,0]
[125,0,0.94669509594882695,5.3304904051172698E-2,0,0,0,0,0]
[125,1,1.6220600162206E-2,0.98377939983779406,0,0,0,0,0]
[125,2,0,0,0,0,0,0,0]
[125,3,0,0,0,0,0,0,0]
[125,4,0,0,0,0,0,0,0]
[125,5,0,0,0,0,0,0,0]
[125,6,0,0,0,0,0,0,0]
[126,0,0.943965517241379,5.6034482758620698E-2,0,0,0,0,0]
[126,1,2.82714054927302E-2,0.97172859450727,0,0,0,0,0]
[126,2,0,0,0,0,0,0,0]
[126,3,0,0,0,0,0,0,0]
[126,4,0,0,0,0,0,0,0]
[126,5,0,0,0,0,0,0,0]
[126,6,0,0,0,0,0,0,0]
[127,0,0.94714587737843503,5.2854122621564498E-2,0,0,0,0,0]
[127,1,1.1391375101708699E-2,0.98860862489829104,0,0,0,0,0]
[127,2,0,0,0,0,0,0,0]
[127,3,0,0,0,0,0,0,0]
[127,4,0,0,0,0,0,0,0]
[127,5,0,0,0,0,0,0,0]
[127,6,0,0,0,0,0,0,0]
[128,0,0.95454545454545503,4.5454545454545497E-2,0,0,0,0,0]
[128,1,1.8548387096774199E-2,0.98145161290322602,0,0,0,0,0]
[128,2,0,0,0,0,0,0,0]
[128,3,0,0,0,0,0,0,0]
[128,4,0,0,0,0,0,0,0]
[128,5,0,0,0,0,0,0,0]
[128,6,0,0,0,0,0,0,0]
[129,0,0.94827586206896597,5.1724137931034503E-2,0,0,0,0,0]
[129,1,2.4232633279482999E-2,0.975767366720517,0,0,0,0,0]
[129,2,0,0,0,0,0,0,0]
[129,3,0,0,0,0,0,0,0]
[129,4,0,0,0,0,0,0,0]
[129,5,0,0,0,0,0,0,0]
[129,6,0,0,0,0,0,0,0]
[130,0,0.963829787234043,3.6170212765957402E-2,0,0,0,0,0]
[130,1,2.27272727272727E-2,0.97727272727272696,0,0,0,0,0]
[130,2,0,0,0,0,0,0,0]
[130,3,0,0,0,0,0,0,0]
[130,4,0,0,0,0,0,0,0]
[130,5,0,0,0,0,0,0,0]
[130,6,0,0,0,0,0,0,0]
[131,0,0.95634095634095595,4.3659043659043703E-2,0,0,0,0,0]
[131,1,8.3538083538083494E-2,0.91646191646191599,0,0,0,0,0]
[131,2,0,0,0,0,0,0,0]
[131,3,0,0,0,0,0,0,0]
[131,4,0,0,0,0,0,0,0]
[131,5,0,0,0,0,0,0,0]
[131,6,0,0,0,0,0,0,0]
[132,0,0.93594306049822096,6.4056939501779403E-2,0,0,0,0,0]
[132,1,0.110526315789474,0.88947368421052597,0,0,0,0,0]
[132,2,0,0,0,0,0,0,0]
[132,3,0,0,0,0,0,0,0]
[132,4,0,0,0,0,0,0,0]
[132,5,0,0,0,0,0,0,0]
[132,6,0,0,0,0,0,0,0]
[133,0,0.96472392638036797,3.5276073619631899E-2,0,0,0,0,0]
[133,1,3.3333333333333298E-2,0.96666666666666701,0,0,0,0,0]
[133,2,0,0,0,0,0,0,0]
[133,3,0,0,0,0,0,0,0]
[133,4,0,0,0,0,0,0,0]
[133,5,0,0,0,0,0,0,0]
[133,6,0,0,0,0,0,0,0]
[134,0,0.96536144578313299,3.4638554216867498E-2,0,0,0,0,0]
[134,1,5.5876685934489398E-2,0.94412331406551098,0,0,0,0,0]
[134,2,0,0,0,0,0,0,0]
[134,3,0,0,0,0,0,0,0]
[134,4,0,0,0,0,0,0,0]
[134,5,0,0,0,0,0,0,0]
[134,6,0,0,0,0,0,0,0]
[135,0,0.97281831187410595,2.71816881258941E-2,0,0,0,0,0]
[135,1,9.1724825523429698E-2,0.90827517447657002,0,0,0,0,0]
[135,2,0,0,0,0,0,0,0]
[135,3,0,0,0,0,0,0,0]
[135,4,0,0,0,0,0,0,0]
[135,5,0,0,0,0,0,0,0]
[135,6,0,0,0,0,0,0,0]
[136,0,0.97538860103626901,2.4611398963730598E-2,0,0,0,0,0]
[136,1,7.4193548387096797E-2,0.92580645161290298,0,0,0,0,0]
[136,2,0,0,0,0,0,0,0]
[136,3,0,0,0,0,0,0,0]
[136,4,0,0,0,0,0,0,0]
[136,5,0,0,0,0,0,0,0]
[136,6,0,0,0,0,0,0,0]
[137,0,0.984184914841849,1.5815085158150902E-2,0,0,0,0,0]
[137,1,0.105681818181818,0.89431818181818201,0,0,0,0,0]
[137,2,0,0,0,0,0,0,0]
[137,3,0,0,0,0,0,0,0]
[137,4,0,0,0,0,0,0,0]
[137,5,0,0,0,0,0,0,0]
[137,6,0,0,0,0,0,0,0]
[138,0,0.97671840354767203,2.3281596452328201E-2,0,0,0,0,0]
[138,1,0.20749999999999999,0.79249999999999998,0,0,0,0,0]
[138,2,0,0,0,0,0,0,0]
[138,3,0,0,0,0,0,0,0]
[138,4,0,0,0,0,0,0,0]
[138,5,0,0,0,0,0,0,0]
[138,6,0,0,0,0,0,0,0]
[139,0,0.99044890162368704,9.5510983763132801E-3,0,0,0,0,0]
[139,1,0.117557251908397,0.88244274809160295,0,0,0,0,0]
[139,2,0,0,0,0,0,0,0]
[139,3,0,0,0,0,0,0,0]
[139,4,0,0,0,0,0,0,0]
[139,5,0,0,0,0,0,0,0]
[139,6,0,0,0,0,0,0,0]
[140,0,0.98743267504488297,1.2567324955116701E-2,0,0,0,0,0]
[140,1,0.115646258503401,0.88435374149659896,0,0,0,0,0]
[140,2,0,0,0,0,0,0,0]
[140,3,0,0,0,0,0,0,0]
[140,4,0,0,0,0,0,0,0]
[140,5,0,0,0,0,0,0,0]
[140,6,0,0,0,0,0,0,0]
[141,0,0.98886986301369895,1.11301369863014E-2,0,0,0,0,0]
[141,1,0.174157303370787,0.82584269662921395,0,0,0,0,0]
[141,2,0,0,0,0,0,0,0]
[141,3,0,0,0,0,0,0,0]
[141,4,0,0,0,0,0,0,0]
[141,5,0,0,0,0,0,0,0]
[141,6,0,0,0,0,0,0,0]
[142,0,0.98637820512820495,1.36217948717949E-2,0,0,0,0,0]
[142,1,0.129955947136564,0.870044052863436,0,0,0,0,0]
[142,2,0,0,0,0,0,0,0]
[142,3,0,0,0,0,0,0,0]
[142,4,0,0,0,0,0,0,0]
[142,5,0,0,0,0,0,0,0]
[142,6,0,0,0,0,0,0,0]
[143,0,0.99457364341085297,5.4263565891472902E-3,0,0,0,0,0]
[143,1,0.18689320388349501,0.81310679611650505,0,0,0,0,0]
[143,2,0,0,0,0,0,0,0]
[143,3,0,0,0,0,0,0,0]
[143,4,0,0,0,0,0,0,0]
[143,5,0,0,0,0,0,0,0]
[143,6,0,0,0,0,0,0,0]
[144,0,0.99044117647058805,9.5588235294117706E-3,0,0,0,0,0]
[144,1,0.26023391812865498,0.73976608187134496,0,0,0,0,0]
[144,2,0,0,0,0,0,0,0]
[144,3,0,0,0,0,0,0,0]
[144,4,0,0,0,0,0,0,0]
[144,5,0,0,0,0,0,0,0]
[144,6,0,0,0,0,0,0,0]

{"sheet":"tpm1_we","index":8,"n_rows":1018,"n_cols":9,"rows_kept":1018,"cut":false,"hidden":false,"merged":[]}
[{"$f":"tpm1_wd!A1","v":"Active Occupancy Model"}]
[]
[{"$f":"tpm1_wd!A3","v":"Transition Probability Matrix"}]
[]
["One resident house"]
["Weekend"]
[]
[]
[]
[{"$f":"tpm1_wd!A10","v":"Ten minute period number"},{"$f":"tpm1_wd!B10","v":"Active occupant count in time period"},{"$f":"tpm1_wd!C10","v":"Probability of transition to zero active occupants in next time period"},{"$f":"tpm1_wd!D10","v":"Probability of transition to one active occupant in next time period"},{"$f":"tpm1_wd!E10","v":"Probability of transition to two active occupants in next time period"},{"$f":"tpm1_wd!F10","v":"Probability of transition to three active occupants in next time period"},{"$f":"tpm1_wd!G10","v":"Probability of transition to four active occupants in next time period"},{"$f":"tpm1_wd!H10","v":"Probability of transition to five active occupants in next time period"},{"$f":"tpm1_wd!I10","v":"Probability of transition to six active occupants in next time period"}]
[1,0,0.99007092198581603,9.9290780141843994E-3,0,0,0,0,0]
[1,1,0.189003436426117,0.81099656357388294,0,0,0,0,0]
[1,2,0,0,0,0,0,0,0]
[1,3,0,0,0,0,0,0,0]
[1,4,0,0,0,0,0,0,0]
[1,5,0,0,0,0,0,0,0]
[1,6,0,0,0,0,0,0,0]
[2,0,0.99379738111647098,6.2026188835286001E-3,0,0,0,0,0]
[2,1,0.17599999999999999,0.82399999999999995,0,0,0,0,0]
[2,2,0,0,0,0,0,0,0]
[2,3,0,0,0,0,0,0,0]
[2,4,0,0,0,0,0,0,0]
[2,5,0,0,0,0,0,0,0]
[2,6,0,0,0,0,0,0,0]
[3,0,0.99192462987886898,8.0753701211305502E-3,0,0,0,0,0]
[3,1,0.162790697674419,0.837209302325581,0,0,0,0,0]
[3,2,0,0,0,0,0,0,0]
[3,3,0,0,0,0,0,0,0]
[3,4,0,0,0,0,0,0,0]
[3,5,0,0,0,0,0,0,0]
[3,6,0,0,0,0,0,0,0]
[4,0,0.99668654738237195,3.3134526176275699E-3,0,0,0,0,0]
[4,1,0.14583333333333301,0.85416666666666696,0,0,0,0,0]
[4,2,0,0,0,0,0,0,0]
[4,3,0,0,0,0,0,0,0]
[4,4,0,0,0,0,0,0,0]
[4,5,0,0,0,0,0,0,0]
[4,6,0,0,0,0,0,0,0]
[5,0,0.99608355091383805,3.9164490861618804E-3,0,0,0,0,0]
[5,1,0.201183431952663,0.79881656804733703,0,0,0,0,0]
[5,2,0,0,0,0,0,0,0]
[5,3,0,0,0,0,0,0,0]
[5,4,0,0,0,0,0,0,0]
[5,5,0,0,0,0,0,0,0]
[5,6,0,0,0,0,0,0,0]
[6,0,0.99358974358974395,6.41025641025641E-3,0,0,0,0,0]
[6,1,0.439716312056738,0.560283687943262,0,0,0,0,0]
[6,2,0,0,0,0,0,0,0]
[6,3,0,0,0,0,0,0,0]
[6,4,0,0,0,0,0,0,0]
[6,5,0,0,0,0,0,0,0]
[6,6,0,0,0,0,0,0,0]
[7,0,0.99565756823821305,4.3424317617865998E-3,0,0,0,0,0]
[7,1,0.16853932584269701,0.83146067415730296,0,0,0,0,0]
[7,2,0,0,0,0,0,0,0]
[7,3,0,0,0,0,0,0,0]
[7,4,0,0,0,0,0,0,0]
[7,5,0,0,0,0,0,0,0]
[7,6,0,0,0,0,0,0,0]
[8,0,0.99506172839506202,4.9382716049382698E-3,0,0,0,0,0]
[8,1,0.19753086419753099,0.80246913580246904,0,0,0,0,0]
[8,2,0,0,0,0,0,0,0]
[8,3,0,0,0,0,0,0,0]
[8,4,0,0,0,0,0,0,0]
[8,5,0,0,0,0,0,0,0]
[8,6,0,0,0,0,0,0,0]
[9,0,0.99324324324324298,6.7567567567567597E-3,0,0,0,0,0]
[9,1,0.164383561643836,0.83561643835616395,0,0,0,0,0]
[9,2,0,0,0,0,0,0,0]
[9,3,0,0,0,0,0,0,0]
[9,4,0,0,0,0,0,0,0]
[9,5,0,0,0,0,0,0,0]
[9,6,0,0,0,0,0,0,0]
[10,0,0.99447513812154698,5.5248618784530402E-3,0,0,0,0,0]
[10,1,0.15277777777777801,0.84722222222222199,0,0,0,0,0]
[10,2,0,0,0,0,0,0,0]
[10,3,0,0,0,0,0,0,0]
[10,4,0,0,0,0,0,0,0]
[10,5,0,0,0,0,0,0,0]
[10,6,0,0,0,0,0,0,0]
[11,0,0.99448191293684896,5.5180870631514403E-3,0,0,0,0,0]
[11,1,0.2,0.8,0,0,0,0,0]
[11,2,0,0,0,0,0,0,0]
[11,3,0,0,0,0,0,0,0]
[11,4,0,0,0,0,0,0,0]
[11,5,0,0,0,0,0,0,0]
[11,6,0,0,0,0,0,0,0]
[12,0,0.99388753056234702,6.1124694376528104E-3,0,0,0,0,0]
[12,1,0.33846153846153798,0.66153846153846196,0,0,0,0,0]
[12,2,0,0,0,0,0,0,0]
[12,3,0,0,0,0,0,0,0]
[12,4,0,0,0,0,0,0,0]
[12,5,0,0,0,0,0,0,0]
[12,6,0,0,0,0,0,0,0]
[13,0,0.99453883495145601,5.4611650485436904E-3,0,0,0,0,0]
[13,1,0.113207547169811,0.88679245283018904,0,0,0,0,0]
[13,2,0,0,0,0,0,0,0]
[13,3,0,0,0,0,0,0,0]
[13,4,0,0,0,0,0,0,0]
[13,5,0,0,0,0,0,0,0]
[13,6,0,0,0,0,0,0,0]
[14,0,0.99635258358662604,3.64741641337386E-3,0,0,0,0,0]
[14,1,0.28571428571428598,0.71428571428571397,0,0,0,0,0]
[14,2,0,0,0,0,0,0,0]
[14,3,0,0,0,0,0,0,0]
[14,4,0,0,0,0,0,0,0]
[14,5,0,0,0,0,0,0,0]
[14,6,0,0,0,0,0,0,0]
[15,0,0.99697885196374603,3.0211480362537799E-3,0,0,0,0,0]
[15,1,0.19565217391304299,0.80434782608695699,0,0,0,0,0]
[15,2,0,0,0,0,0,0,0]
[15,3,0,0,0,0,0,0,0]
[15,4,0,0,0,0,0,0,0]
[15,5,0,0,0,0,0,0,0]
[15,6,0,0,0,0,0,0,0]
[16,0,0.99578059071729996,4.2194092827004199E-3,0,0,0,0,0]
[16,1,9.5238095238095205E-2,0.90476190476190499,0,0,0,0,0]
[16,2,0,0,0,0,0,0,0]
[16,3,0,0,0,0,0,0,0]
[16,4,0,0,0,0,0,0,0]
[16,5,0,0,0,0,0,0,0]
[16,6,0,0,0,0,0,0,0]
[17,0,0.99396135265700503,6.0386473429951699E-3,0,0,0,0,0]
[17,1,0.31111111111111101,0.68888888888888899,0,0,0,0,0]
[17,2,0,0,0,0,0,0,0]
[17,3,0,0,0,0,0,0,0]
[17,4,0,0,0,0,0,0,0]
[17,5,0,0,0,0,0,0,0]
[17,6,0,0,0,0,0,0,0]
[18,0,0.99277108433734895,7.2289156626506E-3,0,0,0,0,0]
[18,1,0.31707317073170699,0.68292682926829296,0,0,0,0,0]
[18,2,0,0,0,0,0,0,0]
[18,3,0,0,0,0,0,0,0]
[18,4,0,0,0,0,0,0,0]
[18,5,0,0,0,0,0,0,0]
[18,6,0,0,0,0,0,0,0]
[19,0,0.99578567128235995,4.2143287176399803E-3,0,0,0,0,0]
[19,1,0.32500000000000001,0.67500000000000004,0,0,0,0,0]
[19,2,0,0,0,0,0,0,0]
[19,3,0,0,0,0,0,0,0]
[19,4,0,0,0,0,0,0,0]
[19,5,0,0,0,0,0,0,0]
[19,6,0,0,0,0,0,0,0]
[20,0,0.99640071985602896,3.5992801439712098E-3,0,0,0,0,0]
[20,1,0.29411764705882398,0.70588235294117696,0,0,0,0,0]
[20,2,0,0,0,0,0,0,0]
[20,3,0,0,0,0,0,0,0]
[20,4,0,0,0,0,0,0,0]
[20,5,0,0,0,0,0,0,0]
[20,6,0,0,0,0,0,0,0]
[21,0,0.99760622381807296,2.3937761819269902E-3,0,0,0,0,0]
[21,1,0.3,0.7,0,0,0,0,0]
[21,2,0,0,0,0,0,0,0]
[21,3,0,0,0,0,0,0,0]
[21,4,0,0,0,0,0,0,0]
[21,5,0,0,0,0,0,0,0]
[21,6,0,0,0,0,0,0,0]
[22,0,0.998806682577566,1.19331742243437E-3,0,0,0,0,0]
[22,1,0.04,0.96,0,0,0,0,0]
[22,2,0,0,0,0,0,0,0]
[22,3,0,0,0,0,0,0,0]
[22,4,0,0,0,0,0,0,0]
[22,5,0,0,0,0,0,0,0]
[22,6,0,0,0,0,0,0,0]
[23,0,0.99701492537313396,2.9850746268656699E-3,0,0,0,0,0]
[23,1,0.269230769230769,0.73076923076923095,0,0,0,0,0]
[23,2,0,0,0,0,0,0,0]
[23,3,0,0,0,0,0,0,0]
[23,4,0,0,0,0,0,0,0]
[23,5,0,0,0,0,0,0,0]
[23,6,0,0,0,0,0,0,0]
[24,0,0.98986285032796695,1.0137149672033399E-2,0,0,0,0,0]
[24,1,0.875,0.125,0,0,0,0,0]
[24,2,0,0,0,0,0,0,0]
[24,3,0,0,0,0,0,0,0]
[24,4,0,0,0,0,0,0,0]
[24,5,0,0,0,0,0,0,0]
[24,6,0,0,0,0,0,0,0]
[25,0,0.99286139202855395,7.1386079714455698E-3,0,0,0,0,0]
[25,1,0.15,0.85,0,0,0,0,0]
[25,2,0,0,0,0,0,0,0]
[25,3,0,0,0,0,0,0,0]
[25,4,0,0,0,0,0,0,0]
[25,5,0,0,0,0,0,0,0]
[25,6,0,0,0,0,0,0,0]
[26,0,0.99461722488038296,5.3827751196172304E-3,0,0,0,0,0]
[26,1,0.34482758620689702,0.65517241379310298,0,0,0,0,0]
[26,2,0,0,0,0,0,0,0]
[26,3,0,0,0,0,0,0,0]
[26,4,0,0,0,0,0,0,0]
[26,5,0,0,0,0,0,0,0]
[26,6,0,0,0,0,0,0,0]
[27,0,0.993424985056784,6.5750149432157803E-3,0,0,0,0,0]
[27,1,0.39285714285714302,0.60714285714285698,0,0,0,0,0]
[27,2,0,0,0,0,0,0,0]
[27,3,0,0,0,0,0,0,0]
[27,4,0,0,0,0,0,0,0]
[27,5,0,0,0,0,0,0,0]
[27,6,0,0,0,0,0,0,0]
[28,0,0.996413628212791,3.58637178720861E-3,0,0,0,0,0]
[28,1,0.28571428571428598,0.71428571428571397,0,0,0,0,0]
[28,2,0,0,0,0,0,0,0]
[28,3,0,0,0,0,0,0,0]
[28,4,0,0,0,0,0,0,0]
[28,5,0,0,0,0,0,0,0]
[28,6,0,0,0,0,0,0,0]
[29,0,0.99044776119403,9.5522388059701493E-3,0,0,0,0,0]
[29,1,0.115384615384615,0.88461538461538503,0,0,0,0,0]
[29,2,0,0,0,0,0,0,0]
[29,3,0,0,0,0,0,0,0]
[29,4,0,0,0,0,0,0,0]
[29,5,0,0,0,0,0,0,0]
[29,6,0,0,0,0,0,0,0]
[30,0,0.98616125150421197,1.38387484957882E-2,0,0,0,0,0]
[30,1,0.17948717948717899,0.82051282051282004,0,0,0,0,0]
[30,2,0,0,0,0,0,0,0]
[30,3,0,0,0,0,0,0,0]
[30,4,0,0,0,0,0,0,0]
[30,5,0,0,0,0,0,0,0]
[30,6,0,0,0,0,0,0,0]
[31,0,0.99027946537059497,9.7205346294046199E-3,0,0,0,0,0]
[31,1,9.0909090909090898E-2,0.90909090909090895,0,0,0,0,0]
[31,2,0,0,0,0,0,0,0]
[31,3,0,0,0,0,0,0,0]
[31,4,0,0,0,0,0,0,0]
[31,5,0,0,0,0,0,0,0]
[31,6,0,0,0,0,0,0,0]
[32,0,0.99082568807339499,9.1743119266055103E-3,0,0,0,0,0]
[32,1,0.31818181818181801,0.68181818181818199,0,0,0,0,0]
[32,2,0,0,0,0,0,0,0]
[32,3,0,0,0,0,0,0,0]
[32,4,0,0,0,0,0,0,0]
[32,5,0,0,0,0,0,0,0]
[32,6,0,0,0,0,0,0,0]
[33,0,0.98781230956733701,1.2187690432663E-2,0,0,0,0,0]
[33,1,0.25,0.75,0,0,0,0,0]
[33,2,0,0,0,0,0,0,0]
[33,3,0,0,0,0,0,0,0]
[33,4,0,0,0,0,0,0,0]
[33,5,0,0,0,0,0,0,0]
[33,6,0,0,0,0,0,0,0]
[34,0,0.99572127139364297,4.2787286063569697E-3,0,0,0,0,0]
[34,1,0.15384615384615399,0.84615384615384603,0,0,0,0,0]
[34,2,0,0,0,0,0,0,0]
[34,3,0,0,0,0,0,0,0]
[34,4,0,0,0,0,0,0,0]
[34,5,0,0,0,0,0,0,0]
[34,6,0,0,0,0,0,0,0]
[35,0,0.98596705308114696,1.4032946918853E-2,0,0,0,0,0]
[35,1,0.14516129032258099,0.85483870967741904,0,0,0,0,0]
[35,2,0,0,0,0,0,0,0]
[35,3,0,0,0,0,0,0,0]
[35,4,0,0,0,0,0,0,0]
[35,5,0,0,0,0,0,0,0]
[35,6,0,0,0,0,0,0,0]
[36,0,0.96676923076923105,3.3230769230769203E-2,0,0,0,0,0]
[36,1,0.17105263157894701,0.82894736842105299,0,0,0,0,0]
[36,2,0,0,0,0,0,0,0]
[36,3,0,0,0,0,0,0,0]
[36,4,0,0,0,0,0,0,0]
[36,5,0,0,0,0,0,0,0]
[36,6,0,0,0,0,0,0,0]
[37,0,0.98421717171717205,1.5782828282828301E-2,0,0,0,0,0]
[37,1,0.128205128205128,0.87179487179487203,0,0,0,0,0]
[37,2,0,0,0,0,0,0,0]
[37,3,0,0,0,0,0,0,0]
[37,4,0,0,0,0,0,0,0]
[37,5,0,0,0,0,0,0,0]
[37,6,0,0,0,0,0,0,0]
[38,0,0.98157560355781404,1.8424396442185499E-2,0,0,0,0,0]
[38,1,7.0866141732283505E-2,0.92913385826771699,0,0,0,0,0]
[38,2,0,0,0,0,0,0,0]
[38,3,0,0,0,0,0,0,0]
[38,4,0,0,0,0,0,0,0]
[38,5,0,0,0,0,0,0,0]
[38,6,0,0,0,0,0,0,0]
[39,0,0.97361647361647397,2.6383526383526399E-2,0,0,0,0,0]
[39,1,6.1224489795918401E-2,0.93877551020408201,0,0,0,0,0]
[39,2,0,0,0,0,0,0,0]
[39,3,0,0,0,0,0,0,0]
[39,4,0,0,0,0,0,0,0]
[39,5,0,0,0,0,0,0,0]
[39,6,0,0,0,0,0,0,0]
[40,0,0.98554533508541398,1.44546649145861E-2,0,0,0,0,0]
[40,1,6.1452513966480403E-2,0.93854748603352001,0,0,0,0,0]
[40,2,0,0,0,0,0,0,0]
[40,3,0,0,0,0,0,0,0]
[40,4,0,0,0,0,0,0,0]
[40,5,0,0,0,0,0,0,0]
[40,6,0,0,0,0,0,0,0]
[41,0,0.96293845135671696,3.7061548643282601E-2,0,0,0,0,0]
[41,1,9.4736842105263203E-2,0.90526315789473699,0,0,0,0,0]
[41,2,0,0,0,0,0,0,0]
[41,3,0,0,0,0,0,0,0]
[41,4,0,0,0,0,0,0,0]
[41,5,0,0,0,0,0,0,0]
[41,6,0,0,0,0,0,0,0]
[42,0,0.906313645621181,9.3686354378818698E-2,0,0,0,0,0]
[42,1,0.118421052631579,0.88157894736842102,0,0,0,0,0]
[42,2,0,0,0,0,0,0,0]
[42,3,0,0,0,0,0,0,0]
[42,4,0,0,0,0,0,0,0]
[42,5,0,0,0,0,0,0,0]
[42,6,0,0,0,0,0,0,0]
[43,0,0.95521292217327503,4.4787077826725398E-2,0,0,0,0,0]
[43,1,4.71976401179941E-2,0.95280235988200601,0,0,0,0,0]
[43,2,0,0,0,0,0,0,0]
[43,3,0,0,0,0,0,0,0]
[43,4,0,0,0,0,0,0,0]
[43,5,0,0,0,0,0,0,0]
[43,6,0,0,0,0,0,0,0]
[44,0,0.95444191343963602,4.5558086560364502E-2,0,0,0,0,0]
[44,1,3.3854166666666699E-2,0.96614583333333304,0,0,0,0,0]
[44,2,0,0,0,0,0,0,0]
[44,3,0,0,0,0,0,0,0]
[44,4,0,0,0,0,0,0,0]
[44,5,0,0,0,0,0,0,0]
[44,6,0,0,0,0,0,0,0]
[45,0,0.92677165354330704,7.3228346456692905E-2,0,0,0,0,0]
[45,1,5.1044083526682098E-2,0.94895591647331801,0,0,0,0,0]
[45,2,0,0,0,0,0,0,0]
[45,3,0,0,0,0,0,0,0]
[45,4,0,0,0,0,0,0,0]
[45,5,0,0,0,0,0,0,0]
[45,6,0,0,0,0,0,0,0]
[46,0,0.94912427022518797,5.0875729774812299E-2,0,0,0,0,0]
[46,1,3.38645418326693E-2,0.96613545816733104,0,0,0,0,0]
[46,2,0,0,0,0,0,0,0]
[46,3,0,0,0,0,0,0,0]
[46,4,0,0,0,0,0,0,0]
[46,5,0,0,0,0,0,0,0]
[46,6,0,0,0,0,0,0,0]
[47,0,0.91774891774891798,8.2251082251082297E-2,0,0,0,0,0]
[47,1,5.3113553113553098E-2,0.94688644688644696,0,0,0,0,0]
[47,2,0,0,0,0,0,0,0]
[47,3,0,0,0,0,0,0,0]
[47,4,0,0,0,0,0,0,0]
[47,5,0,0,0,0,0,0,0]
[47,6,0,0,0,0,0,0,0]
[48,0,0.85766758494031203,0.14233241505968799,0,0,0,0,0]
[48,1,4.5751633986928102E-2,0.95424836601307195,0,0,0,0,0]
[48,2,0,0,0,0,0,0,0]
[48,3,0,0,0,0,0,0,0]
[48,4,0,0,0,0,0,0,0]
[48,5,0,0,0,0,0,0,0]
[48,6,0,0,0,0,0,0,0]
[49,0,0.91683991683991695,8.3160083160083206E-2,0,0,0,0,0]
[49,1,2.16508795669824E-2,0.97834912043301803,0,0,0,0,0]
[49,2,0,0,0,0,0,0,0]
[49,3,0,0,0,0,0,0,0]
[49,4,0,0,0,0,0,0,0]
[49,5,0,0,0,0,0,0,0]
[49,6,0,0,0,0,0,0,0]
[50,0,0.91202672605790602,8.7973273942093505E-2,0,0,0,0,0]
[50,1,4.1095890410958902E-2,0.95890410958904104,0,0,0,0,0]
[50,2,0,0,0,0,0,0,0]
[50,3,0,0,0,0,0,0,0]
[50,4,0,0,0,0,0,0,0]
[50,5,0,0,0,0,0,0,0]
[50,6,0,0,0,0,0,0,0]
[51,0,0.89553990610328604,0.104460093896714,0,0,0,0,0]
[51,1,3.8869257950529999E-2,0.96113074204947002,0,0,0,0,0]
[51,2,0,0,0,0,0,0,0]
[51,3,0,0,0,0,0,0,0]
[51,4,0,0,0,0,0,0,0]
[51,5,0,0,0,0,0,0,0]
[51,6,0,0,0,0,0,0,0]
[52,0,0.93718592964824099,6.2814070351758802E-2,0,0,0,0,0]
[52,1,4.53038674033149E-2,0.95469613259668495,0,0,0,0,0]
[52,2,0,0,0,0,0,0,0]
[52,3,0,0,0,0,0,0,0]
[52,4,0,0,0,0,0,0,0]
[52,5,0,0,0,0,0,0,0]
[52,6,0,0,0,0,0,0,0]
[53,0,0.91867852604828504,8.1321473951715406E-2,0,0,0,0,0]
[53,1,3.93873085339169E-2,0.96061269146608297,0,0,0,0,0]
[53,2,0,0,0,0,0,0,0]
[53,3,0,0,0,0,0,0,0]
[53,4,0,0,0,0,0,0,0]
[53,5,0,0,0,0,0,0,0]
[53,6,0,0,0,0,0,0,0]
[54,0,0.86561264822134398,0.13438735177865599,0,0,0,0,0]
[54,1,6.3694267515923594E-2,0.936305732484076,0,0,0,0,0]
[54,2,0,0,0,0,0,0,0]
[54,3,0,0,0,0,0,0,0]
[54,4,0,0,0,0,0,0,0]
[54,5,0,0,0,0,0,0,0]
[54,6,0,0,0,0,0,0,0]
[55,0,0.92189679218967902,7.8103207810320804E-2,0,0,0,0,0]
[55,1,4.0650406504064998E-2,0.95934959349593496,0,0,0,0,0]
[55,2,0,0,0,0,0,0,0]
[55,3,0,0,0,0,0,0,0]
[55,4,0,0,0,0,0,0,0]
[55,5,0,0,0,0,0,0,0]
[55,6,0,0,0,0,0,0,0]
[56,0,0.94579172610556395,5.4208273894436498E-2,0,0,0,0,0]
[56,1,4.5999999999999999E-2,0.95399999999999996,0,0,0,0,0]
[56,2,0,0,0,0,0,0,0]
[56,3,0,0,0,0,0,0,0]
[56,4,0,0,0,0,0,0,0]
[56,5,0,0,0,0,0,0,0]
[56,6,0,0,0,0,0,0,0]
[57,0,0.91960507757404797,8.0394922425952003E-2,0,0,0,0,0]
[57,1,4.4354838709677401E-2,0.95564516129032295,0,0,0,0,0]
[57,2,0,0,0,0,0,0,0]
[57,3,0,0,0,0,0,0,0]
[57,4,0,0,0,0,0,0,0]
[57,5,0,0,0,0,0,0,0]
[57,6,0,0,0,0,0,0,0]
[58,0,0.95545977011494299,4.45402298850575E-2,0,0,0,0,0]
[58,1,4.8756218905472597E-2,0.95124378109452701,0,0,0,0,0]
[58,2,0,0,0,0,0,0,0]
[58,3,0,0,0,0,0,0,0]
[58,4,0,0,0,0,0,0,0]
[58,5,0,0,0,0,0,0,0]
[58,6,0,0,0,0,0,0,0]
[59,0,0.94817927170868299,5.1820728291316502E-2,0,0,0,0,0]
[59,1,4.4579533941236101E-2,0.95542046605876396,0,0,0,0,0]
[59,2,0,0,0,0,0,0,0]
[59,3,0,0,0,0,0,0,0]
[59,4,0,0,0,0,0,0,0]
[59,5,0,0,0,0,0,0,0]
[59,6,0,0,0,0,0,0,0]
[60,0,0.85714285714285698,0.14285714285714299,0,0,0,0,0]
[60,1,0.12448979591836699,0.87551020408163305,0,0,0,0,0]
[60,2,0,0,0,0,0,0,0]
[60,3,0,0,0,0,0,0,0]
[60,4,0,0,0,0,0,0,0]
[60,5,0,0,0,0,0,0,0]
[60,6,0,0,0,0,0,0,0]
[61,0,0.963513513513514,3.6486486486486502E-2,0,0,0,0,0]
[61,1,3.1217481789802298E-2,0.96878251821019801,0,0,0,0,0]
[61,2,0,0,0,0,0,0,0]
[61,3,0,0,0,0,0,0,0]
[61,4,0,0,0,0,0,0,0]
[61,5,0,0,0,0,0,0,0]
[61,6,0,0,0,0,0,0,0]
[62,0,0.96635262449528903,3.36473755047106E-2,0,0,0,0,0]
[62,1,4.8016701461377903E-2,0.95198329853862196,0,0,0,0,0]
[62,2,0,0,0,0,0,0,0]
[62,3,0,0,0,0,0,0,0]
[62,4,0,0,0,0,0,0,0]
[62,5,0,0,0,0,0,0,0]
[62,6,0,0,0,0,0,0,0]
[63,0,0.93979057591623005,6.02094240837696E-2,0,0,0,0,0]
[63,1,4.4823906083244401E-2,0.95517609391675595,0,0,0,0,0]
[63,2,0,0,0,0,0,0,0]
[63,3,0,0,0,0,0,0,0]
[63,4,0,0,0,0,0,0,0]
[63,5,0,0,0,0,0,0,0]
[63,6,0,0,0,0,0,0,0]
[64,0,0.95263157894736805,4.7368421052631601E-2,0,0,0,0,0]
[64,1,4.9946865037194497E-2,0.95005313496280597,0,0,0,0,0]
[64,2,0,0,0,0,0,0,0]
[64,3,0,0,0,0,0,0,0]
[64,4,0,0,0,0,0,0,0]
[64,5,0,0,0,0,0,0,0]
[64,6,0,0,0,0,0,0,0]
[65,0,0.95201037613489004,4.7989623865110201E-2,0,0,0,0,0]
[65,1,4.6236559139784902E-2,0.95376344086021503,0,0,0,0,0]
[65,2,0,0,0,0,0,0,0]
[65,3,0,0,0,0,0,0,0]
[65,4,0,0,0,0,0,0,0]
[65,5,0,0,0,0,0,0,0]
[65,6,0,0,0,0,0,0,0]
[66,0,0.93436293436293405,6.5637065637065603E-2,0,0,0,0,0]
[66,1,5.5194805194805199E-2,0.94480519480519498,0,0,0,0,0]
[66,2,0,0,0,0,0,0,0]
[66,3,0,0,0,0,0,0,0]
[66,4,0,0,0,0,0,0,0]
[66,5,0,0,0,0,0,0,0]
[66,6,0,0,0,0,0,0,0]
[67,0,0.96525096525096499,3.47490347490347E-2,0,0,0,0,0]
[67,1,4.11255411255411E-2,0.95887445887445899,0,0,0,0,0]
[67,2,0,0,0,0,0,0,0]
[67,3,0,0,0,0,0,0,0]
[67,4,0,0,0,0,0,0,0]
[67,5,0,0,0,0,0,0,0]
[67,6,0,0,0,0,0,0,0]
[68,0,0.95812182741116703,4.1878172588832502E-2,0,0,0,0,0]
[68,1,4.3811610076670303E-2,0.95618838992333,0,0,0,0,0]
[68,2,0,0,0,0,0,0,0]
[68,3,0,0,0,0,0,0,0]
[68,4,0,0,0,0,0,0,0]
[68,5,0,0,0,0,0,0,0]
[68,6,0,0,0,0,0,0,0]
[69,0,0.94591194968553505,5.4088050314465397E-2,0,0,0,0,0]
[69,1,5.5187637969094899E-2,0.94481236203090502,0,0,0,0,0]
[69,2,0,0,0,0,0,0,0]
[69,3,0,0,0,0,0,0,0]
[69,4,0,0,0,0,0,0,0]
[69,5,0,0,0,0,0,0,0]
[69,6,0,0,0,0,0,0,0]
[70,0,0.97630922693266797,2.3690773067331701E-2,0,0,0,0,0]
[70,1,4.0044493882091199E-2,0.95995550611790903,0,0,0,0,0]
[70,2,0,0,0,0,0,0,0]
[70,3,0,0,0,0,0,0,0]
[70,4,0,0,0,0,0,0,0]
[70,5,0,0,0,0,0,0,0]
[70,6,0,0,0,0,0,0,0]
[71,0,0.95848595848595897,4.1514041514041498E-2,0,0,0,0,0]
[71,1,3.7414965986394599E-2,0.96258503401360496,0,0,0,0,0]
[71,2,0,0,0,0,0,0,0]
[71,3,0,0,0,0,0,0,0]
[71,4,0,0,0,0,0,0,0]
[71,5,0,0,0,0,0,0,0]
[71,6,0,0,0,0,0,0,0]
[72,0,0.929095354523227,7.0904645476772596E-2,0,0,0,0,0]
[72,1,6.0022650056625097E-2,0.93997734994337501,0,0,0,0,0]
[72,2,0,0,0,0,0,0,0]
[72,3,0,0,0,0,0,0,0]
[72,4,0,0,0,0,0,0,0]
[72,5,0,0,0,0,0,0,0]
[72,6,0,0,0,0,0,0,0]
[73,0,0.94341943419434204,5.6580565805658102E-2,0,0,0,0,0]
[73,1,3.04054054054054E-2,0.96959459459459496,0,0,0,0,0]
[73,2,0,0,0,0,0,0,0]
[73,3,0,0,0,0,0,0,0]
[73,4,0,0,0,0,0,0,0]
[73,5,0,0,0,0,0,0,0]
[73,6,0,0,0,0,0,0,0]
[74,0,0.95969773299748096,4.0302267002518898E-2,0,0,0,0,0]
[74,1,4.2998897464167601E-2,0.95700110253583204,0,0,0,0,0]
[74,2,0,0,0,0,0,0,0]
[74,3,0,0,0,0,0,0,0]
[74,4,0,0,0,0,0,0,0]
[74,5,0,0,0,0,0,0,0]
[74,6,0,0,0,0,0,0,0]
[75,0,0.93632958801498101,6.3670411985018702E-2,0,0,0,0,0]
[75,1,4.6666666666666697E-2,0.95333333333333303,0,0,0,0,0]
[75,2,0,0,0,0,0,0,0]
[75,3,0,0,0,0,0,0,0]
[75,4,0,0,0,0,0,0,0]
[75,5,0,0,0,0,0,0,0]
[75,6,0,0,0,0,0,0,0]
[76,0,0.955808080808081,4.4191919191919199E-2,0,0,0,0,0]
[76,1,3.5203520352035202E-2,0.964796479647965,0,0,0,0,0]
[76,2,0,0,0,0,0,0,0]
[76,3,0,0,0,0,0,0,0]
[76,4,0,0,0,0,0,0,0]
[76,5,0,0,0,0,0,0,0]
[76,6,0,0,0,0,0,0,0]
[77,0,0.95817490494296598,4.1825095057034203E-2,0,0,0,0,0]
[77,1,3.6184210526315798E-2,0.96381578947368396,0,0,0,0,0]
[77,2,0,0,0,0,0,0,0]
[77,3,0,0,0,0,0,0,0]
[77,4,0,0,0,0,0,0,0]
[77,5,0,0,0,0,0,0,0]
[77,6,0,0,0,0,0,0,0]
[78,0,0.92648922686945501,7.3510773130545007E-2,0,0,0,0,0]
[78,1,7.4561403508771898E-2,0.92543859649122795,0,0,0,0,0]
[78,2,0,0,0,0,0,0,0]
[78,3,0,0,0,0,0,0,0]
[78,4,0,0,0,0,0,0,0]
[78,5,0,0,0,0,0,0,0]
[78,6,0,0,0,0,0,0,0]
[79,0,0.96745932415519398,3.2540675844806001E-2,0,0,0,0,0]
[79,1,3.4368070953436802E-2,0.96563192904656303,0,0,0,0,0]
[79,2,0,0,0,0,0,0,0]
[79,3,0,0,0,0,0,0,0]
[79,4,0,0,0,0,0,0,0]
[79,5,0,0,0,0,0,0,0]
[79,6,0,0,0,0,0,0,0]
[80,0,0.96766169154228898,3.23383084577114E-2,0,0,0,0,0]
[80,1,3.5674470457079201E-2,0.96432552954292095,0,0,0,0,0]
[80,2,0,0,0,0,0,0,0]
[80,3,0,0,0,0,0,0,0]
[80,4,0,0,0,0,0,0,0]
[80,5,0,0,0,0,0,0,0]
[80,6,0,0,0,0,0,0,0]
[81,0,0.95802469135802504,4.1975308641975302E-2,0,0,0,0,0]
[81,1,5.3872053872053897E-2,0.94612794612794604,0,0,0,0,0]
[81,2,0,0,0,0,0,0,0]
[81,3,0,0,0,0,0,0,0]
[81,4,0,0,0,0,0,0,0]
[81,5,0,0,0,0,0,0,0]
[81,6,0,0,0,0,0,0,0]
[82,0,0.97815533980582503,2.18446601941748E-2,0,0,0,0,0]
[82,1,3.8768529076396802E-2,0.96123147092360295,0,0,0,0,0]
[82,2,0,0,0,0,0,0,0]
[82,3,0,0,0,0,0,0,0]
[82,4,0,0,0,0,0,0,0]
[82,5,0,0,0,0,0,0,0]
[82,6,0,0,0,0,0,0,0]
[83,0,0.96428571428571397,3.5714285714285698E-2,0,0,0,0,0]
[83,1,4.5296167247386797E-2,0.95470383275261295,0,0,0,0,0]
[83,2,0,0,0,0,0,0,0]
[83,3,0,0,0,0,0,0,0]
[83,4,0,0,0,0,0,0,0]
[83,5,0,0,0,0,0,0,0]
[83,6,0,0,0,0,0,0,0]
[84,0,0.93992932862190803,6.0070671378091897E-2,0,0,0,0,0]
[84,1,7.0422535211267595E-2,0.92957746478873204,0,0,0,0,0]
[84,2,0,0,0,0,0,0,0]
[84,3,0,0,0,0,0,0,0]
[84,4,0,0,0,0,0,0,0]
[84,5,0,0,0,0,0,0,0]
[84,6,0,0,0,0,0,0,0]
[85,0,0.96620046620046596,3.37995337995338E-2,0,0,0,0,0]
[85,1,3.5587188612099599E-2,0.96441281138790003,0,0,0,0,0]
[85,2,0,0,0,0,0,0,0]
[85,3,0,0,0,0,0,0,0]
[85,4,0,0,0,0,0,0,0]
[85,5,0,0,0,0,0,0,0]
[85,6,0,0,0,0,0,0,0]
[86,0,0.96740395809080304,3.2596041909196703E-2,0,0,0,0,0]
[86,1,4.0380047505938203E-2,0.95961995249406196,0,0,0,0,0]
[86,2,0,0,0,0,0,0,0]
[86,3,0,0,0,0,0,0,0]
[86,4,0,0,0,0,0,0,0]
[86,5,0,0,0,0,0,0,0]
[86,6,0,0,0,0,0,0,0]
[87,0,0.95838150289017299,4.1618497109826597E-2,0,0,0,0,0]
[87,1,5.6220095693779899E-2,0.94377990430622005,0,0,0,0,0]
[87,2,0,0,0,0,0,0,0]
[87,3,0,0,0,0,0,0,0]
[87,4,0,0,0,0,0,0,0]
[87,5,0,0,0,0,0,0,0]
[87,6,0,0,0,0,0,0,0]
[88,0,0.97031963470319604,2.96803652968037E-2,0,0,0,0,0]
[88,1,2.3030303030303002E-2,0.97696969696969704,0,0,0,0,0]
[88,2,0,0,0,0,0,0,0]
[88,3,0,0,0,0,0,0,0]
[88,4,0,0,0,0,0,0,0]
[88,5,0,0,0,0,0,0,0]
[88,6,0,0,0,0,0,0,0]
[89,0,0.962025316455696,3.7974683544303799E-2,0,0,0,0,0]
[89,1,4.6875E-2,0.953125,0,0,0,0,0]
[89,2,0,0,0,0,0,0,0]
[89,3,0,0,0,0,0,0,0]
[89,4,0,0,0,0,0,0,0]
[89,5,0,0,0,0,0,0,0]
[89,6,0,0,0,0,0,0,0]
[90,0,0.94742857142857095,5.2571428571428602E-2,0,0,0,0,0]
[90,1,5.6900726392251799E-2,0.94309927360774803,0,0,0,0,0]
[90,2,0,0,0,0,0,0,0]
[90,3,0,0,0,0,0,0,0]
[90,4,0,0,0,0,0,0,0]
[90,5,0,0,0,0,0,0,0]
[90,6,0,0,0,0,0,0,0]
[91,0,0.95890410958904104,4.1095890410958902E-2,0,0,0,0,0]
[91,1,3.3939393939393901E-2,0.96606060606060595,0,0,0,0,0]
[91,2,0,0,0,0,0,0,0]
[91,3,0,0,0,0,0,0,0]
[91,4,0,0,0,0,0,0,0]
[91,5,0,0,0,0,0,0,0]
[91,6,0,0,0,0,0,0,0]
[92,0,0.96198156682027602,3.8018433179723497E-2,0,0,0,0,0]
[92,1,4.3217286914765903E-2,0.95678271308523399,0,0,0,0,0]
[92,2,0,0,0,0,0,0,0]
[92,3,0,0,0,0,0,0,0]
[92,4,0,0,0,0,0,0,0]
[92,5,0,0,0,0,0,0,0]
[92,6,0,0,0,0,0,0,0]
[93,0,0.94948335246842697,5.0516647531572902E-2,0,0,0,0,0]
[93,1,2.89156626506024E-2,0.97108433734939803,0,0,0,0,0]
[93,2,0,0,0,0,0,0,0]
[93,3,0,0,0,0,0,0,0]
[93,4,0,0,0,0,0,0,0]
[93,5,0,0,0,0,0,0,0]
[93,6,0,0,0,0,0,0,0]
[94,0,0.97062279670975304,2.93772032902468E-2,0,0,0,0,0]
[94,1,2.11764705882353E-2,0.97882352941176498,0,0,0,0,0]
[94,2,0,0,0,0,0,0,0]
[94,3,0,0,0,0,0,0,0]
[94,4,0,0,0,0,0,0,0]
[94,5,0,0,0,0,0,0,0]
[94,6,0,0,0,0,0,0,0]
[95,0,0.964454976303318,3.5545023696682498E-2,0,0,0,0,0]
[95,1,2.5670945157526302E-2,0.97432905484247401,0,0,0,0,0]
[95,2,0,0,0,0,0,0,0]
[95,3,0,0,0,0,0,0,0]
[95,4,0,0,0,0,0,0,0]
[95,5,0,0,0,0,0,0,0]
[95,6,0,0,0,0,0,0,0]
[96,0,0.88636363636363602,0.11363636363636399,0,0,0,0,0]
[96,1,6.4739884393063593E-2,0.935260115606936,0,0,0,0,0]
[96,2,0,0,0,0,0,0,0]
[96,3,0,0,0,0,0,0,0]
[96,4,0,0,0,0,0,0,0]
[96,5,0,0,0,0,0,0,0]
[96,6,0,0,0,0,0,0,0]
[97,0,0.95859473023839403,4.1405269761606002E-2,0,0,0,0,0]
[97,1,1.54867256637168E-2,0.984513274336283,0,0,0,0,0]
[97,2,0,0,0,0,0,0,0]
[97,3,0,0,0,0,0,0,0]
[97,4,0,0,0,0,0,0,0]
[97,5,0,0,0,0,0,0,0]
[97,6,0,0,0,0,0,0,0]
[98,0,0.94473007712082302,5.5269922879177397E-2,0,0,0,0,0]
[98,1,2.16684723726977E-2,0.97833152762730202,0,0,0,0,0]
[98,2,0,0,0,0,0,0,0]
[98,3,0,0,0,0,0,0,0]
[98,4,0,0,0,0,0,0,0]
[98,5,0,0,0,0,0,0,0]
[98,6,0,0,0,0,0,0,0]
[99,0,0.94437086092715194,5.5629139072847701E-2,0,0,0,0,0]
[99,1,2.2198731501057101E-2,0.977801268498943,0,0,0,0,0]
[99,2,0,0,0,0,0,0,0]
[99,3,0,0,0,0,0,0,0]
[99,4,0,0,0,0,0,0,0]
[99,5,0,0,0,0,0,0,0]
[99,6,0,0,0,0,0,0,0]
[100,0,0.94822888283378703,5.1771117166212501E-2,0,0,0,0,0]
[100,1,2.7921406411582202E-2,0.97207859358841797,0,0,0,0,0]
[100,2,0,0,0,0,0,0,0]
[100,3,0,0,0,0,0,0,0]
[100,4,0,0,0,0,0,0,0]
[100,5,0,0,0,0,0,0,0]
[100,6,0,0,0,0,0,0,0]
[101,0,0.95573997233748298,4.4260027662517298E-2,0,0,0,0,0]
[101,1,2.6584867075664601E-2,0.97341513292433501,0,0,0,0,0]
[101,2,0,0,0,0,0,0,0]
[101,3,0,0,0,0,0,0,0]
[101,4,0,0,0,0,0,0,0]
[101,5,0,0,0,0,0,0,0]
[101,6,0,0,0,0,0,0,0]
[102,0,0.89679218967921903,0.103207810320781,0,0,0,0,0]
[102,1,2.23577235772358E-2,0.97764227642276402,0,0,0,0,0]
[102,2,0,0,0,0,0,0,0]
[102,3,0,0,0,0,0,0,0]
[102,4,0,0,0,0,0,0,0]
[102,5,0,0,0,0,0,0,0]
[102,6,0,0,0,0,0,0,0]
[103,0,0.929323308270677,7.0676691729323296E-2,0,0,0,0,0]
[103,1,1.2548262548262501E-2,0.98745173745173698,0,0,0,0,0]
[103,2,0,0,0,0,0,0,0]
[103,3,0,0,0,0,0,0,0]
[103,4,0,0,0,0,0,0,0]
[103,5,0,0,0,0,0,0,0]
[103,6,0,0,0,0,0,0,0]
[104,0,0.92868462757527703,7.1315372424722703E-2,0,0,0,0,0]
[104,1,1.6822429906542102E-2,0.98317757009345796,0,0,0,0,0]
[104,2,0,0,0,0,0,0,0]
[104,3,0,0,0,0,0,0,0]
[104,4,0,0,0,0,0,0,0]
[104,5,0,0,0,0,0,0,0]
[104,6,0,0,0,0,0,0,0]
[105,0,0.93708609271523202,6.29139072847682E-2,0,0,0,0,0]
[105,1,2.18778486782133E-2,0.97812215132178704,0,0,0,0,0]
[105,2,0,0,0,0,0,0,0]
[105,3,0,0,0,0,0,0,0]
[105,4,0,0,0,0,0,0,0]
[105,5,0,0,0,0,0,0,0]
[105,6,0,0,0,0,0,0,0]
[106,0,0.94745762711864401,5.2542372881355902E-2,0,0,0,0,0]
[106,1,2.1602160216021599E-2,0.97839783978397799,0,0,0,0,0]
[106,2,0,0,0,0,0,0,0]
[106,3,0,0,0,0,0,0,0]
[106,4,0,0,0,0,0,0,0]
[106,5,0,0,0,0,0,0,0]
[106,6,0,0,0,0,0,0,0]
[107,0,0.94682675814751305,5.3173241852487098E-2,0,0,0,0,0]
[107,1,9.8389982110912294E-3,0.99016100178890898,0,0,0,0,0]
[107,2,0,0,0,0,0,0,0]
[107,3,0,0,0,0,0,0,0]
[107,4,0,0,0,0,0,0,0]
[107,5,0,0,0,0,0,0,0]
[107,6,0,0,0,0,0,0,0]
[108,0,0.92007104795737105,7.9928952042628801E-2,0,0,0,0,0]
[108,1,2.8119507908611601E-2,0.97188049209138805,0,0,0,0,0]
[108,2,0,0,0,0,0,0,0]
[108,3,0,0,0,0,0,0,0]
[108,4,0,0,0,0,0,0,0]
[108,5,0,0,0,0,0,0,0]
[108,6,0,0,0,0,0,0,0]
[109,0,0.92363636363636403,7.6363636363636397E-2,0,0,0,0,0]
[109,1,1.8245004344048701E-2,0.98175499565595103,0,0,0,0,0]
[109,2,0,0,0,0,0,0,0]
[109,3,0,0,0,0,0,0,0]
[109,4,0,0,0,0,0,0,0]
[109,5,0,0,0,0,0,0,0]
[109,6,0,0,0,0,0,0,0]
[110,0,0.947069943289225,5.2930056710774998E-2,0,0,0,0,0]
[110,1,2.0477815699658699E-2,0.97952218430034099,0,0,0,0,0]
[110,2,0,0,0,0,0,0,0]
[110,3,0,0,0,0,0,0,0]
[110,4,0,0,0,0,0,0,0]
[110,5,0,0,0,0,0,0,0]
[110,6,0,0,0,0,0,0,0]
[111,0,0.93523809523809498,6.4761904761904798E-2,0,0,0,0,0]
[111,1,2.2959183673469399E-2,0.97704081632653095,0,0,0,0,0]
[111,2,0,0,0,0,0,0,0]
[111,3,0,0,0,0,0,0,0]
[111,4,0,0,0,0,0,0,0]
[111,5,0,0,0,0,0,0,0]
[111,6,0,0,0,0,0,0,0]
[112,0,0.95366795366795398,4.6332046332046302E-2,0,0,0,0,0]
[112,1,1.5215553677092101E-2,0.98478444632290796,0,0,0,0,0]
[112,2,0,0,0,0,0,0,0]
[112,3,0,0,0,0,0,0,0]
[112,4,0,0,0,0,0,0,0]
[112,5,0,0,0,0,0,0,0]
[112,6,0,0,0,0,0,0,0]
[113,0,0.94921875,5.078125E-2,0,0,0,0,0]
[113,1,1.76619007569386E-2,0.98233809924306104,0,0,0,0,0]
[113,2,0,0,0,0,0,0,0]
[113,3,0,0,0,0,0,0,0]
[113,4,0,0,0,0,0,0,0]
[113,5,0,0,0,0,0,0,0]
[113,6,0,0,0,0,0,0,0]
[114,0,0.88560157790926997,0.11439842209073001,0,0,0,0,0]
[114,1,6.1139028475711898E-2,0.93886097152428805,0,0,0,0,0]
[114,2,0,0,0,0,0,0,0]
[114,3,0,0,0,0,0,0,0]
[114,4,0,0,0,0,0,0,0]
[114,5,0,0,0,0,0,0,0]
[114,6,0,0,0,0,0,0,0]
[115,0,0.94636015325670497,5.3639846743295E-2,0,0,0,0,0]
[115,1,1.18744698897371E-2,0.98812553011026305,0,0,0,0,0]
[115,2,0,0,0,0,0,0,0]
[115,3,0,0,0,0,0,0,0]
[115,4,0,0,0,0,0,0,0]
[115,5,0,0,0,0,0,0,0]
[115,6,0,0,0,0,0,0,0]
[116,0,0.952755905511811,4.7244094488188997E-2,0,0,0,0,0]
[116,1,2.1793797150041899E-2,0.97820620284995796,0,0,0,0,0]
[116,2,0,0,0,0,0,0,0]
[116,3,0,0,0,0,0,0,0]
[116,4,0,0,0,0,0,0,0]
[116,5,0,0,0,0,0,0,0]
[116,6,0,0,0,0,0,0,0]
[117,0,0.95294117647058796,4.7058823529411799E-2,0,0,0,0,0]
[117,1,1.7632241813602002E-2,0.98236775818639799,0,0,0,0,0]
[117,2,0,0,0,0,0,0,0]
[117,3,0,0,0,0,0,0,0]
[117,4,0,0,0,0,0,0,0]
[117,5,0,0,0,0,0,0,0]
[117,6,0,0,0,0,0,0,0]
[118,0,0.96449704142011805,3.5502958579881699E-2,0,0,0,0,0]
[118,1,2.0938023450586301E-2,0.97906197654941396,0,0,0,0,0]
[118,2,0,0,0,0,0,0,0]
[118,3,0,0,0,0,0,0,0]
[118,4,0,0,0,0,0,0,0]
[118,5,0,0,0,0,0,0,0]
[118,6,0,0,0,0,0,0,0]
[119,0,0.97276264591439698,2.7237354085603099E-2,0,0,0,0,0]
[119,1,1.7691659646166799E-2,0.98230834035383296,0,0,0,0,0]
[119,2,0,0,0,0,0,0,0]
[119,3,0,0,0,0,0,0,0]
[119,4,0,0,0,0,0,0,0]
[119,5,0,0,0,0,0,0,0]
[119,6,0,0,0,0,0,0,0]
[120,0,0.94049904030710196,5.95009596928983E-2,0,0,0,0,0]
[120,1,3.2203389830508501E-2,0.96779661016949103,0,0,0,0,0]
[120,2,0,0,0,0,0,0,0]
[120,3,0,0,0,0,0,0,0]
[120,4,0,0,0,0,0,0,0]
[120,5,0,0,0,0,0,0,0]
[120,6,0,0,0,0,0,0,0]
[121,0,0.96401515151515105,3.5984848484848501E-2,0,0,0,0,0]
[121,1,9.3776641091219103E-3,0.990622335890878,0,0,0,0,0]
[121,2,0,0,0,0,0,0,0]
[121,3,0,0,0,0,0,0,0]
[121,4,0,0,0,0,0,0,0]
[121,5,0,0,0,0,0,0,0]
[121,6,0,0,0,0,0,0,0]
[122,0,0.96923076923076901,3.0769230769230799E-2,0,0,0,0,0]
[122,1,1.35478408128704E-2,0.98645215918713003,0,0,0,0,0]
[122,2,0,0,0,0,0,0,0]
[122,3,0,0,0,0,0,0,0]
[122,4,0,0,0,0,0,0,0]
[122,5,0,0,0,0,0,0,0]
[122,6,0,0,0,0,0,0,0]
[123,0,0.96346153846153804,3.6538461538461499E-2,0,0,0,0,0]
[123,1,1.10076206604572E-2,0.98899237933954298,0,0,0,0,0]
[123,2,0,0,0,0,0,0,0]
[123,3,0,0,0,0,0,0,0]
[123,4,0,0,0,0,0,0,0]
[123,5,0,0,0,0,0,0,0]
[123,6,0,0,0,0,0,0,0]
[124,0,0.98249027237354103,1.7509727626459099E-2,0,0,0,0,0]
[124,1,9.2670598146587999E-3,0.99073294018534097,0,0,0,0,0]
[124,2,0,0,0,0,0,0,0]
[124,3,0,0,0,0,0,0,0]
[124,4,0,0,0,0,0,0,0]
[124,5,0,0,0,0,0,0,0]
[124,6,0,0,0,0,0,0,0]
[125,0,0.968992248062015,3.1007751937984499E-2,0,0,0,0,0]
[125,1,1.7721518987341801E-2,0.98227848101265802,0,0,0,0,0]
[125,2,0,0,0,0,0,0,0]
[125,3,0,0,0,0,0,0,0]
[125,4,0,0,0,0,0,0,0]
[125,5,0,0,0,0,0,0,0]
[125,6,0,0,0,0,0,0,0]
[126,0,0.96737044145873297,3.2629558541266798E-2,0,0,0,0,0]
[126,1,2.6271186440677999E-2,0.97372881355932195,0,0,0,0,0]
[126,2,0,0,0,0,0,0,0]
[126,3,0,0,0,0,0,0,0]
[126,4,0,0,0,0,0,0,0]
[126,5,0,0,0,0,0,0,0]
[126,6,0,0,0,0,0,0,0]
[127,0,0.95700934579439301,4.2990654205607499E-2,0,0,0,0,0]
[127,1,1.45797598627787E-2,0.98542024013722096,0,0,0,0,0]
[127,2,0,0,0,0,0,0,0]
[127,3,0,0,0,0,0,0,0]
[127,4,0,0,0,0,0,0,0]
[127,5,0,0,0,0,0,0,0]
[127,6,0,0,0,0,0,0,0]
[128,0,0.95841209829867702,4.1587901701323302E-2,0,0,0,0,0]
[128,1,1.87713310580205E-2,0.98122866894198002,0,0,0,0,0]
[128,2,0,0,0,0,0,0,0]
[128,3,0,0,0,0,0,0,0]
[128,4,0,0,0,0,0,0,0]
[128,5,0,0,0,0,0,0,0]
[128,6,0,0,0,0,0,0,0]
[129,0,0.96219281663516099,3.7807183364839299E-2,0,0,0,0,0]
[129,1,1.7064846416382298E-2,0.98293515358361805,0,0,0,0,0]
[129,2,0,0,0,0,0,0,0]
[129,3,0,0,0,0,0,0,0]
[129,4,0,0,0,0,0,0,0]
[129,5,0,0,0,0,0,0,0]
[129,6,0,0,0,0,0,0,0]
[130,0,0.96219281663516099,3.7807183364839299E-2,0,0,0,0,0]
[130,1,2.4744027303754301E-2,0.97525597269624598,0,0,0,0,0]
[130,2,0,0,0,0,0,0,0]
[130,3,0,0,0,0,0,0,0]
[130,4,0,0,0,0,0,0,0]
[130,5,0,0,0,0,0,0,0]
[130,6,0,0,0,0,0,0,0]
[131,0,0.96468401486988897,3.5315985130111499E-2,0,0,0,0,0]
[131,1,6.2768701633705903E-2,0.93723129836629404,0,0,0,0,0]
[131,2,0,0,0,0,0,0,0]
[131,3,0,0,0,0,0,0,0]
[131,4,0,0,0,0,0,0,0]
[131,5,0,0,0,0,0,0,0]
[131,6,0,0,0,0,0,0,0]
[132,0,0.9375,6.25E-2,0,0,0,0,0]
[132,1,0.111812443642922,0.88818755635707802,0,0,0,0,0]
[132,2,0,0,0,0,0,0,0]
[132,3,0,0,0,0,0,0,0]
[132,4,0,0,0,0,0,0,0]
[132,5,0,0,0,0,0,0,0]
[132,6,0,0,0,0,0,0,0]
[133,0,0.98232695139911597,1.7673048600883701E-2,0,0,0,0,0]
[133,1,3.8160469667319001E-2,0.96183953033268099,0,0,0,0,0]
[133,2,0,0,0,0,0,0,0]
[133,3,0,0,0,0,0,0,0]
[133,4,0,0,0,0,0,0,0]
[133,5,0,0,0,0,0,0,0]
[133,6,0,0,0,0,0,0,0]
[134,0,0.97875354107648704,2.12464589235127E-2,0,0,0,0,0]
[134,1,4.3216080402009999E-2,0.95678391959799003,0,0,0,0,0]
[134,2,0,0,0,0,0,0,0]
[134,3,0,0,0,0,0,0,0]
[134,4,0,0,0,0,0,0,0]
[134,5,0,0,0,0,0,0,0]
[134,6,0,0,0,0,0,0,0]
[135,0,0.97411444141689396,2.5885558583106299E-2,0,0,0,0,0]
[135,1,5.8945191313340202E-2,0.94105480868666003,0,0,0,0,0]
[135,2,0,0,0,0,0,0,0]
[135,3,0,0,0,0,0,0,0]
[135,4,0,0,0,0,0,0,0]
[135,5,0,0,0,0,0,0,0]
[135,6,0,0,0,0,0,0,0]
[136,0,0.977979274611399,2.2020725388601E-2,0,0,0,0,0]
[136,1,5.8127018299246498E-2,0.94187298170075395,0,0,0,0,0]
[136,2,0,0,0,0,0,0,0]
[136,3,0,0,0,0,0,0,0]
[136,4,0,0,0,0,0,0,0]
[136,5,0,0,0,0,0,0,0]
[136,6,0,0,0,0,0,0,0]
[137,0,0.99258343634116197,7.4165636588380702E-3,0,0,0,0,0]
[137,1,0.11322869955157,0.88677130044843,0,0,0,0,0]
[137,2,0,0,0,0,0,0,0]
[137,3,0,0,0,0,0,0,0]
[137,4,0,0,0,0,0,0,0]
[137,5,0,0,0,0,0,0,0]
[137,6,0,0,0,0,0,0,0]
[138,0,0.97787610619469001,2.21238938053097E-2,0,0,0,0,0]
[138,1,0.185696361355082,0.81430363864491795,0,0,0,0,0]
[138,2,0,0,0,0,0,0,0]
[138,3,0,0,0,0,0,0,0]
[138,4,0,0,0,0,0,0,0]
[138,5,0,0,0,0,0,0,0]
[138,6,0,0,0,0,0,0,0]
[139,0,0.98062015503875999,1.9379844961240299E-2,0,0,0,0,0]
[139,1,0.11808669656203299,0.88191330343796703,0,0,0,0,0]
[139,2,0,0,0,0,0,0,0]
[139,3,0,0,0,0,0,0,0]
[139,4,0,0,0,0,0,0,0]
[139,5,0,0,0,0,0,0,0]
[139,6,0,0,0,0,0,0,0]
[140,0,0.98166819431714003,1.83318056828598E-2,0,0,0,0,0]
[140,1,0.127868852459016,0.87213114754098398,0,0,0,0,0]
[140,2,0,0,0,0,0,0,0]
[140,3,0,0,0,0,0,0,0]
[140,4,0,0,0,0,0,0,0]
[140,5,0,0,0,0,0,0,0]
[140,6,0,0,0,0,0,0,0]
[141,0,0.97650130548302905,2.34986945169713E-2,0,0,0,0,0]
[141,1,0.13768115942028999,0.86231884057970998,0,0,0,0,0]
[141,2,0,0,0,0,0,0,0]
[141,3,0,0,0,0,0,0,0]
[141,4,0,0,0,0,0,0,0]
[141,5,0,0,0,0,0,0,0]
[141,6,0,0,0,0,0,0,0]
[142,0,0.98747913188647796,1.25208681135225E-2,0,0,0,0,0]
[142,1,0.12922465208747499,0.87077534791252498,0,0,0,0,0]
[142,2,0,0,0,0,0,0,0]
[142,3,0,0,0,0,0,0,0]
[142,4,0,0,0,0,0,0,0]
[142,5,0,0,0,0,0,0,0]
[142,6,0,0,0,0,0,0,0]
[143,0,0.98798076923076905,1.2019230769230799E-2,0,0,0,0,0]
[143,1,0.16997792494481201,0.83002207505518799,0,0,0,0,0]
[143,2,0,0,0,0,0,0,0]
[143,3,0,0,0,0,0,0,0]
[143,4,0,0,0,0,0,0,0]
[143,5,0,0,0,0,0,0,0]
[143,6,0,0,0,0,0,0,0]
[144,0,0.99083969465648902,9.1603053435114507E-3,0,0,0,0,0]
[144,1,0.286445012787724,0.71355498721227595,0,0,0,0,0]
[144,2,0,0,0,0,0,0,0]
[144,3,0,0,0,0,0,0,0]
[144,4,0,0,0,0,0,0,0]
[144,5,0,0,0,0,0,0,0]
[144,6,0,0,0,0,0,0,0]

{"sheet":"tpm2_wd","index":9,"n_rows":1018,"n_cols":9,"rows_kept":1018,"cut":false,"hidden":false,"merged":[]}
[{"$f":"tpm1_wd!A1","v":"Active Occupancy Model"}]
[]
[{"$f":"tpm1_wd!A3","v":"Transition Probability Matrix"}]
[]
["Two resident house"]
["Weekday"]
[]
[]
[]
[{"$f":"tpm1_wd!A10","v":"Ten minute period number"},{"$f":"tpm1_wd!B10","v":"Active occupant count in time period"},{"$f":"tpm1_wd!C10","v":"Probability of transition to zero active occupants in next time period"},{"$f":"tpm1_wd!D10","v":"Probability of transition to one active occupant in next time period"},{"$f":"tpm1_wd!E10","v":"Probability of transition to two active occupants in next time period"},{"$f":"tpm1_wd!F10","v":"Probability of transition to three active occupants in next time period"},{"$f":"tpm1_wd!G10","v":"Probability of transition to four active occupants in next time period"},{"$f":"tpm1_wd!H10","v":"Probability of transition to five active occupants in next time period"},{"$f":"tpm1_wd!I10","v":"Probability of transition to six active occupants in next time period"}]
[1,0,0.99440298507462699,4.97512437810945E-3,6.2189054726368201E-4,0,0,0,0]
[1,1,0.25684931506849301,0.72945205479452102,1.3698630136986301E-2,0,0,0,0]
[1,2,6.0344827586206899E-2,0.21551724137931,0.72413793103448298,0,0,0,0]
[1,3,0,0,0,0,0,0,0]
[1,4,0,0,0,0,0,0,0]
[1,5,0,0,0,0,0,0,0]
[1,6,0,0,0,0,0,0,0]
[2,0,0.99286139202855395,7.1386079714455698E-3,0,0,0,0,0]
[2,1,0.219512195121951,0.77235772357723598,8.1300813008130107E-3,0,0,0,0]
[2,2,6.7415730337078705E-2,0.15730337078651699,0.77528089887640494,0,0,0,0]
[2,3,0,0,0,0,0,0,0]
[2,4,0,0,0,0,0,0,0]
[2,5,0,0,0,0,0,0,0]
[2,6,0,0,0,0,0,0,0]
[3,0,0.99421631000578403,5.7836899942163098E-3,0,0,0,0,0]
[3,1,0.25462962962962998,0.73148148148148195,1.38888888888889E-2,0,0,0,0]
[3,2,4.2253521126760597E-2,0.21126760563380301,0.74647887323943696,0,0,0,0]
[3,3,0,0,0,0,0,0,0]
[3,4,0,0,0,0,0,0,0]
[3,5,0,0,0,0,0,0,0]
[3,6,0,0,0,0,0,0,0]
[4,0,0.99268429938097902,6.7529544175576797E-3,5.6274620146314004E-4,0,0,0,0]
[4,1,0.218579234972678,0.77595628415300499,5.4644808743169399E-3,0,0,0,0]
[4,2,5.3571428571428603E-2,0.160714285714286,0.78571428571428603,0,0,0,0]
[4,3,0,0,0,0,0,0,0]
[4,4,0,0,0,0,0,0,0]
[4,5,0,0,0,0,0,0,0]
[4,6,0,0,0,0,0,0,0]
[5,0,0.99391256225788605,5.5340343110127296E-3,5.5340343110127301E-4,0,0,0,0]
[5,1,0.184049079754601,0.80981595092024505,6.13496932515337E-3,0,0,0,0]
[5,2,0.13043478260869601,0.13043478260869601,0.73913043478260898,0,0,0,0]
[5,3,0,0,0,0,0,0,0]
[5,4,0,0,0,0,0,0,0]
[5,5,0,0,0,0,0,0,0]
[5,6,0,0,0,0,0,0,0]
[6,0,0.99072052401746702,8.1877729257641904E-3,1.09170305676856E-3,0,0,0,0]
[6,1,0.41891891891891903,0.57432432432432401,6.7567567567567597E-3,0,0,0,0]
[6,2,0.194444444444444,0.30555555555555602,0.5,0,0,0,0]
[6,3,0,0,0,0,0,0,0]
[6,4,0,0,0,0,0,0,0]
[6,5,0,0,0,0,0,0,0]
[6,6,0,0,0,0,0,0,0]
[7,0,0.99734607218683602,1.5923566878980899E-3,1.0615711252653899E-3,0,0,0,0]
[7,1,0.20720720720720701,0.78378378378378399,9.0090090090090107E-3,0,0,0,0]
[7,2,0,9.5238095238095205E-2,0.90476190476190499,0,0,0,0]
[7,3,0,0,0,0,0,0,0]
[7,4,0,0,0,0,0,0,0]
[7,5,0,0,0,0,0,0,0]
[7,6,0,0,0,0,0,0,0]
[8,0,0.99737118822292303,2.6288117770767601E-3,0,0,0,0,0]
[8,1,0.15217391304347799,0.84782608695652195,0,0,0,0,0]
[8,2,9.0909090909090898E-2,0.13636363636363599,0.77272727272727304,0,0,0,0]
[8,3,0,0,0,0,0,0,0]
[8,4,0,0,0,0,0,0,0]
[8,5,0,0,0,0,0,0,0]
[8,6,0,0,0,0,0,0,0]
[9,0,0.99738630423418695,2.6136957658128598E-3,0,0,0,0,0]
[9,1,0.232558139534884,0.76744186046511598,0,0,0,0,0]
[9,2,5.8823529411764698E-2,5.8823529411764698E-2,0.88235294117647101,0,0,0,0]
[9,3,0,0,0,0,0,0,0]
[9,4,0,0,0,0,0,0,0]
[9,5,0,0,0,0,0,0,0]
[9,6,0,0,0,0,0,0,0]
[10,0,0.99585277345775003,4.1472265422498704E-3,0,0,0,0,0]
[10,1,8.3333333333333301E-2,0.91666666666666696,0,0,0,0,0]
[10,2,6.6666666666666693E-2,0.133333333333333,0.8,0,0,0,0]
[10,3,0,0,0,0,0,0,0]
[10,4,0,0,0,0,0,0,0]
[10,5,0,0,0,0,0,0,0]
[10,6,0,0,0,0,0,0,0]
[11,0,0.994813278008299,4.6680497925311202E-3,5.1867219917012405E-4,0,0,0,0]
[11,1,0.23684210526315799,0.73684210526315796,2.6315789473684199E-2,0,0,0,0]
[11,2,0,0,1,0,0,0,0]
[11,3,0,0,0,0,0,0,0]
[11,4,0,0,0,0,0,0,0]
[11,5,0,0,0,0,0,0,0]
[11,6,0,0,0,0,0,0,0]
[12,0,0.99225206611570205,7.2314049586776896E-3,5.1652892561983505E-4,0,0,0,0]
[12,1,0.32307692307692298,0.66153846153846196,1.5384615384615399E-2,0,0,0,0]
[12,2,0.2,0.133333333333333,0.66666666666666696,0,0,0,0]
[12,3,0,0,0,0,0,0,0]
[12,4,0,0,0,0,0,0,0]
[12,5,0,0,0,0,0,0,0]
[12,6,0,0,0,0,0,0,0]
[13,0,0.99691516709511596,2.5706940874036001E-3,5.1413881748071997E-4,0,0,0,0]
[13,1,0.22033898305084701,0.77966101694915302,0,0,0,0,0]
[13,2,0,0,1,0,0,0,0]
[13,3,0,0,0,0,0,0,0]
[13,4,0,0,0,0,0,0,0]
[13,5,0,0,0,0,0,0,0]
[13,6,0,0,0,0,0,0,0]
[14,0,0.99590163934426201,3.5860655737704901E-3,5.1229508196721303E-4,0,0,0,0]
[14,1,0.11764705882352899,0.88235294117647101,0,0,0,0,0]
[14,2,0,7.69230769230769E-2,0.92307692307692302,0,0,0,0]
[14,3,0,0,0,0,0,0,0]
[14,4,0,0,0,0,0,0,0]
[14,5,0,0,0,0,0,0,0]
[14,6,0,0,0,0,0,0,0]
[15,0,0.99435897435897402,5.1282051282051299E-3,5.1282051282051304E-4,0,0,0,0]
[15,1,0.245283018867925,0.75471698113207597,0,0,0,0,0]
[15,2,7.69230769230769E-2,0.15384615384615399,0.76923076923076905,0,0,0,0]
[15,3,0,0,0,0,0,0,0]
[15,4,0,0,0,0,0,0,0]
[15,5,0,0,0,0,0,0,0]
[15,6,0,0,0,0,0,0,0]
[16,0,0.996927803379416,3.07219662058372E-3,0,0,0,0,0]
[16,1,0.17307692307692299,0.80769230769230804,1.9230769230769201E-2,0,0,0,0]
[16,2,0,9.0909090909090898E-2,0.90909090909090895,0,0,0,0]
[16,3,0,0,0,0,0,0,0]
[16,4,0,0,0,0,0,0,0]
[16,5,0,0,0,0,0,0,0]
[16,6,0,0,0,0,0,0,0]
[17,0,0.99488752556237203,5.1124744376278104E-3,0,0,0,0,0]
[17,1,0.20408163265306101,0.79591836734693899,0,0,0,0,0]
[17,2,0.18181818181818199,9.0909090909090898E-2,0.72727272727272696,0,0,0,0]
[17,3,0,0,0,0,0,0,0]
[17,4,0,0,0,0,0,0,0]
[17,5,0,0,0,0,0,0,0]
[17,6,0,0,0,0,0,0,0]
[18,0,0.99438202247190999,5.6179775280898901E-3,0,0,0,0,0]
[18,1,0.26,0.74,0,0,0,0,0]
[18,2,0,0.125,0.875,0,0,0,0]
[18,3,0,0,0,0,0,0,0]
[18,4,0,0,0,0,0,0,0]
[18,5,0,0,0,0,0,0,0]
[18,6,0,0,0,0,0,0,0]
[19,0,0.99438775510204103,5.6122448979591798E-3,0,0,0,0,0]
[19,1,0.24489795918367299,0.75510204081632604,0,0,0,0,0]
[19,2,0,0.14285714285714299,0.85714285714285698,0,0,0,0]
[19,3,0,0,0,0,0,0,0]
[19,4,0,0,0,0,0,0,0]
[19,5,0,0,0,0,0,0,0]
[19,6,0,0,0,0,0,0,0]
[20,0,0.99337072921978598,6.1193268740438603E-3,5.0994390617032097E-4,0,0,0,0]
[20,1,0.24489795918367299,0.71428571428571397,4.08163265306122E-2,0,0,0,0]
[20,2,0.16666666666666699,0.16666666666666699,0.66666666666666696,0,0,0,0]
[20,3,0,0,0,0,0,0,0]
[20,4,0,0,0,0,0,0,0]
[20,5,0,0,0,0,0,0,0]
[20,6,0,0,0,0,0,0,0]
[21,0,0.99643039265680799,3.56960734319225E-3,0,0,0,0,0]
[21,1,0.27083333333333298,0.72916666666666696,0,0,0,0,0]
[21,2,0.14285714285714299,0.14285714285714299,0.71428571428571397,0,0,0,0]
[21,3,0,0,0,0,0,0,0]
[21,4,0,0,0,0,0,0,0]
[21,5,0,0,0,0,0,0,0]
[21,6,0,0,0,0,0,0,0]
[22,0,0.99237804878048796,7.11382113821138E-3,5.0813008130081295E-4,0,0,0,0]
[22,1,0.162790697674419,0.837209302325581,0,0,0,0,0]
[22,2,0,0.2,0.8,0,0,0,0]
[22,3,0,0,0,0,0,0,0]
[22,4,0,0,0,0,0,0,0]
[22,5,0,0,0,0,0,0,0]
[22,6,0,0,0,0,0,0,0]
[23,0,0.99285714285714299,6.1224489795918399E-3,1.0204081632653099E-3,0,0,0,0]
[23,1,0.39215686274509798,0.58823529411764697,1.9607843137254902E-2,0,0,0,0]
[23,2,0,0,1,0,0,0,0]
[23,3,0,0,0,0,0,0,0]
[23,4,0,0,0,0,0,0,0]
[23,5,0,0,0,0,0,0,0]
[23,6,0,0,0,0,0,0,0]
[24,0,0.98321464903357103,1.5768056968463898E-2,1.01729399796541E-3,0,0,0,0]
[24,1,0.73809523809523803,0.238095238095238,2.3809523809523801E-2,0,0,0,0]
[24,2,0.875,0.125,0,0,0,0,0]
[24,3,0,0,0,0,0,0,0]
[24,4,0,0,0,0,0,0,0]
[24,5,0,0,0,0,0,0,0]
[24,6,0,0,0,0,0,0,0]
[25,0,0.99391171993911698,6.0882800608828003E-3,0,0,0,0,0]
[25,1,0.14285714285714299,0.83333333333333304,2.3809523809523801E-2,0,0,0,0]
[25,2,0,0,1,0,0,0,0]
[25,3,0,0,0,0,0,0,0]
[25,4,0,0,0,0,0,0,0]
[25,5,0,0,0,0,0,0,0]
[25,6,0,0,0,0,0,0,0]
[26,0,0.99236641221374,7.63358778625954E-3,0,0,0,0,0]
[26,1,0.23404255319148901,0.72340425531914898,4.2553191489361701E-2,0,0,0,0]
[26,2,0,0.25,0.75,0,0,0,0]
[26,3,0,0,0,0,0,0,0]
[26,4,0,0,0,0,0,0,0]
[26,5,0,0,0,0,0,0,0]
[26,6,0,0,0,0,0,0,0]
[27,0,0.98929117797042299,9.6889342172361004E-3,1.01988781234064E-3,0,0,0,0]
[27,1,0.32,0.64,0.04,0,0,0,0]
[27,2,0,0.6,0.4,0,0,0,0]
[27,3,0,0,0,0,0,0,0]
[27,4,0,0,0,0,0,0,0]
[27,5,0,0,0,0,0,0,0]
[27,6,0,0,0,0,0,0,0]
[28,0,0.99130879345603296,8.1799591002044997E-3,5.1124744376278102E-4,0,0,0,0]
[28,1,0.148148148148148,0.85185185185185197,0,0,0,0,0]
[28,2,0.16666666666666699,0,0.83333333333333304,0,0,0,0]
[28,3,0,0,0,0,0,0,0]
[28,4,0,0,0,0,0,0,0]
[28,5,0,0,0,0,0,0,0]
[28,6,0,0,0,0,0,0,0]
[29,0,0.98459958932238201,1.4887063655030799E-2,5.1334702258726901E-4,0,0,0,0]
[29,1,0.241935483870968,0.74193548387096797,1.6129032258064498E-2,0,0,0,0]
[29,2,0.33333333333333298,0.16666666666666699,0.5,0,0,0,0]
[29,3,0,0,0,0,0,0,0]
[29,4,0,0,0,0,0,0,0]
[29,5,0,0,0,0,0,0,0]
[29,6,0,0,0,0,0,0,0]
[30,0,0.96589147286821697,3.35917312661499E-2,5.16795865633075E-4,0,0,0,0]
[30,1,0.22368421052631601,0.69736842105263197,7.8947368421052599E-2,0,0,0,0]
[30,2,0.2,0,0.8,0,0,0,0]
[30,3,0,0,0,0,0,0,0]
[30,4,0,0,0,0,0,0,0]
[30,5,0,0,0,0,0,0,0]
[30,6,0,0,0,0,0,0,0]
[31,0,0.98569157392686801,1.37784843667197E-2,5.2994170641229501E-4,0,0,0,0]
[31,1,0.13559322033898299,0.77966101694915302,8.4745762711864403E-2,0,0,0,0]
[31,2,0,0.18181818181818199,0.81818181818181801,0,0,0,0]
[31,3,0,0,0,0,0,0,0]
[31,4,0,0,0,0,0,0,0]
[31,5,0,0,0,0,0,0,0]
[31,6,0,0,0,0,0,0,0]
[32,0,0.98027718550106602,1.91897654584222E-2,5.3304904051172696E-4,0,0,0,0]
[32,1,0.19166666666666701,0.79166666666666696,1.6666666666666701E-2,0,0,0,0]
[32,2,0.05,0.15,0.8,0,0,0,0]
[32,3,0,0,0,0,0,0,0]
[32,4,0,0,0,0,0,0,0]
[32,5,0,0,0,0,0,0,0]
[32,6,0,0,0,0,0,0,0]
[33,0,0.97691894793344103,2.1470746108427301E-2,1.6103059581320501E-3,0,0,0,0]
[33,1,0.25373134328358199,0.68656716417910402,5.9701492537313397E-2,0,0,0,0]
[33,2,5.2631578947368397E-2,0.26315789473684198,0.68421052631578905,0,0,0,0]
[33,3,0,0,0,0,0,0,0]
[33,4,0,0,0,0,0,0,0]
[33,5,0,0,0,0,0,0,0]
[33,6,0,0,0,0,0,0,0]
[34,0,0.98274932614555299,1.6711590296496E-2,5.3908355795148296E-4,0,0,0,0]
[34,1,0.18248175182481799,0.78832116788321205,2.9197080291970798E-2,0,0,0,0]
[34,2,0,0.25,0.75,0,0,0,0]
[34,3,0,0,0,0,0,0,0]
[34,4,0,0,0,0,0,0,0]
[34,5,0,0,0,0,0,0,0]
[34,6,0,0,0,0,0,0,0]
[35,0,0.96374458874458901,3.4090909090909102E-2,2.1645021645021602E-3,0,0,0,0]
[35,1,0.15862068965517201,0.78620689655172404,5.5172413793103399E-2,0,0,0,0]
[35,2,0,8.6956521739130405E-2,0.91304347826086996,0,0,0,0]
[35,3,0,0,0,0,0,0,0]
[35,4,0,0,0,0,0,0,0]
[35,5,0,0,0,0,0,0,0]
[35,6,0,0,0,0,0,0,0]
[36,0,0.92572062084257201,6.7073170731707293E-2,7.2062084257206198E-3,0,0,0,0]
[36,1,0.122905027932961,0.78212290502793302,9.4972067039106101E-2,0,0,0,0]
[36,2,0,0.15151515151515199,0.84848484848484895,0,0,0,0]
[36,3,0,0,0,0,0,0,0]
[36,4,0,0,0,0,0,0,0]
[36,5,0,0,0,0,0,0,0]
[36,6,0,0,0,0,0,0,0]
[37,0,0.95271867612293104,4.4326241134751802E-2,2.95508274231678E-3,0,0,0,0]
[37,1,6.7669172932330796E-2,0.84962406015037595,8.2706766917293201E-2,0,0,0,0]
[37,2,1.72413793103448E-2,8.6206896551724102E-2,0.89655172413793105,0,0,0,0]
[37,3,0,0,0,0,0,0,0]
[37,4,0,0,0,0,0,0,0]
[37,5,0,0,0,0,0,0,0]
[37,6,0,0,0,0,0,0,0]
[38,0,0.94665849172286898,4.8436541998773799E-2,4.9049662783568404E-3,0,0,0,0]
[38,1,0.10130718954248399,0.80392156862745101,9.4771241830065397E-2,0,0,0,0]
[38,2,1.26582278481013E-2,0.20253164556962,0.784810126582278,0,0,0,0]
[38,3,0,0,0,0,0,0,0]
[38,4,0,0,0,0,0,0,0]
[38,5,0,0,0,0,0,0,0]
[38,6,0,0,0,0,0,0,0]
[39,0,0.89657360406091402,8.8197969543147195E-2,1.5228426395939101E-2,0,0,0,0]
[39,1,9.3841642228739003E-2,0.78885630498533699,0.117302052785924,0,0,0,0]
[39,2,4.0404040404040401E-2,0.12121212121212099,0.83838383838383801,0,0,0,0]
[39,3,0,0,0,0,0,0,0]
[39,4,0,0,0,0,0,0,0]
[39,5,0,0,0,0,0,0,0]
[39,6,0,0,0,0,0,0,0]
[40,0,0.929606625258799,6.0041407867494803E-2,1.0351966873706001E-2,0,0,0,0]
[40,1,9.5238095238095205E-2,0.830952380952381,7.3809523809523797E-2,0,0,0,0]
[40,2,2.04081632653061E-2,0.102040816326531,0.87755102040816302,0,0,0,0]
[40,3,0,0,0,0,0,0,0]
[40,4,0,0,0,0,0,0,0]
[40,5,0,0,0,0,0,0,0]
[40,6,0,0,0,0,0,0,0]
[41,0,0.91294964028777004,7.3381294964028801E-2,1.36690647482014E-2,0,0,0,0]
[41,1,0.113082039911308,0.80487804878048796,8.2039911308203997E-2,0,0,0,0]
[41,2,2.2857142857142899E-2,0.14285714285714299,0.83428571428571396,0,0,0,0]
[41,3,0,0,0,0,0,0,0]
[41,4,0,0,0,0,0,0,0]
[41,5,0,0,0,0,0,0,0]
[41,6,0,0,0,0,0,0,0]
[42,0,0.72583081570996999,0.20468277945619301,6.9486404833836904E-2,0,0,0,0]
[42,1,0.1,0.67959183673469403,0.22040816326530599,0,0,0,0]
[42,2,2.9702970297029702E-2,0.18811881188118801,0.78217821782178198,0,0,0,0]
[42,3,0,0,0,0,0,0,0]
[42,4,0,0,0,0,0,0,0]
[42,5,0,0,0,0,0,0,0]
[42,6,0,0,0,0,0,0,0]
[43,0,0.88779527559055105,9.94094488188976E-2,1.27952755905512E-2,0,0,0,0]
[43,1,6.6978193146417397E-2,0.82710280373831802,0.105919003115265,0,0,0,0]
[43,2,1.11731843575419E-2,7.8212290502793297E-2,0.91061452513966501,0,0,0,0]
[43,3,0,0,0,0,0,0,0]
[43,4,0,0,0,0,0,0,0]
[43,5,0,0,0,0,0,0,0]
[43,6,0,0,0,0,0,0,0]
[44,0,0.86301369863013699,0.12434141201264499,1.26448893572181E-2,0,0,0,0]
[44,1,9.0909090909090898E-2,0.80757575757575795,0.101515151515152,0,0,0,0]
[44,2,1.7199017199017199E-2,9.0909090909090898E-2,0.891891891891892,0,0,0,0]
[44,3,0,0,0,0,0,0,0]
[44,4,0,0,0,0,0,0,0]
[44,5,0,0,0,0,0,0,0]
[44,6,0,0,0,0,0,0,0]
[45,0,0.82392776523702005,0.139954853273138,3.6117381489841997E-2,0,0,0,0]
[45,1,8.2848837209302306E-2,0.77616279069767402,0.14098837209302301,0,0,0,0]
[45,2,2.9411764705882401E-2,0.131221719457014,0.83936651583710398,0,0,0,0]
[45,3,0,0,0,0,0,0,0]
[45,4,0,0,0,0,0,0,0]
[45,5,0,0,0,0,0,0,0]
[45,6,0,0,0,0,0,0,0]
[46,0,0.87250000000000005,0.1125,1.4999999999999999E-2,0,0,0,0]
[46,1,9.2178770949720698E-2,0.81564245810055902,9.2178770949720698E-2,0,0,0,0]
[46,2,2.8000000000000001E-2,9.1999999999999998E-2,0.88,0,0,0,0]
[46,3,0,0,0,0,0,0,0]
[46,4,0,0,0,0,0,0,0]
[46,5,0,0,0,0,0,0,0]
[46,6,0,0,0,0,0,0,0]
[47,0,0.85089974293059101,0.123393316195373,2.5706940874036001E-2,0,0,0,0]
[47,1,7.7777777777777807E-2,0.81527777777777799,0.106944444444444,0,0,0,0]
[47,2,2.31660231660232E-2,0.138996138996139,0.83783783783783805,0,0,0,0]
[47,3,0,0,0,0,0,0,0]
[47,4,0,0,0,0,0,0,0]
[47,5,0,0,0,0,0,0,0]
[47,6,0,0,0,0,0,0,0]
[48,0,0.8,0.16986301369862999,3.0136986301369899E-2,0,0,0,0]
[48,1,0.10860927152317899,0.75761589403973495,0.13377483443708599,0,0,0,0]
[48,2,2.2598870056497199E-2,0.11111111111111099,0.86629001883239198,0,0,0,0]
[48,3,0,0,0,0,0,0,0]
[48,4,0,0,0,0,0,0,0]
[48,5,0,0,0,0,0,0,0]
[48,6,0,0,0,0,0,0,0]
[49,0,0.90855457227138603,7.8171091445427707E-2,1.3274336283185801E-2,0,0,0,0]
[49,1,6.75496688741722E-2,0.83576158940397305,9.6688741721854293E-2,0,0,0,0]
[49,2,2.0583190394511199E-2,0.114922813036021,0.86449399656946802,0,0,0,0]
[49,3,0,0,0,0,0,0,0]
[49,4,0,0,0,0,0,0,0]
[49,5,0,0,0,0,0,0,0]
[49,6,0,0,0,0,0,0,0]
[50,0,0.93372606774668598,5.59646539027982E-2,1.03092783505155E-2,0,0,0,0]
[50,1,9.3209054593874796E-2,0.84420772303595204,6.2583222370173094E-2,0,0,0,0]
[50,2,3.0716723549488099E-2,9.7269624573378802E-2,0.87201365187713298,0,0,0,0]
[50,3,0,0,0,0,0,0,0]
[50,4,0,0,0,0,0,0,0]
[50,5,0,0,0,0,0,0,0]
[50,6,0,0,0,0,0,0,0]
[51,0,0.88781163434902999,9.6952908587257594E-2,1.5235457063711899E-2,0,0,0,0]
[51,1,0.14128943758573401,0.79012345679012297,6.8587105624142705E-2,0,0,0,0]
[51,2,2.12389380530973E-2,0.12212389380531,0.85663716814159296,0,0,0,0]
[51,3,0,0,0,0,0,0,0]
[51,4,0,0,0,0,0,0,0]
[51,5,0,0,0,0,0,0,0]
[51,6,0,0,0,0,0,0,0]
[52,0,0.95370370370370405,4.36507936507936E-2,2.6455026455026501E-3,0,0,0,0]
[52,1,0.123076923076923,0.82237762237762202,5.4545454545454501E-2,0,0,0,0]
[52,2,4.0366972477064202E-2,9.7247706422018396E-2,0.86238532110091703,0,0,0,0]
[52,3,0,0,0,0,0,0,0]
[52,4,0,0,0,0,0,0,0]
[52,5,0,0,0,0,0,0,0]
[52,6,0,0,0,0,0,0,0]
[53,0,0.95066185318892904,4.2117930204572801E-2,7.2202166064982004E-3,0,0,0,0]
[53,1,0.140949554896142,0.79673590504450997,6.2314540059347202E-2,0,0,0,0]
[53,2,2.5440313111546001E-2,0.10958904109589,0.864970645792564,0,0,0,0]
[53,3,0,0,0,0,0,0,0]
[53,4,0,0,0,0,0,0,0]
[53,5,0,0,0,0,0,0,0]
[53,6,0,0,0,0,0,0,0]
[54,0,0.91091314031180404,8.2405345211581299E-2,6.6815144766147003E-3,0,0,0,0]
[54,1,7.1656050955413997E-2,0.86624203821656098,6.2101910828025499E-2,0,0,0,0]
[54,2,2.4489795918367301E-2,9.1836734693877597E-2,0.88367346938775504,0,0,0,0]
[54,3,0,0,0,0,0,0,0]
[54,4,0,0,0,0,0,0,0]
[54,5,0,0,0,0,0,0,0]
[54,6,0,0,0,0,0,0,0]
[55,0,0.94171428571428595,5.2571428571428602E-2,5.7142857142857099E-3,0,0,0,0]
[55,1,4.52488687782805E-2,0.89894419306184004,5.5806938159879298E-2,0,0,0,0]
[55,2,1.46443514644351E-2,7.5313807531380797E-2,0.91004184100418395,0,0,0,0]
[55,3,0,0,0,0,0,0,0]
[55,4,0,0,0,0,0,0,0]
[55,5,0,0,0,0,0,0,0]
[55,6,0,0,0,0,0,0,0]
[56,0,0.95586527293844403,4.2973286875725901E-2,1.1614401858304299E-3,0,0,0,0]
[56,1,7.5221238938053103E-2,0.89528023598820095,2.9498525073746298E-2,0,0,0,0]
[56,2,1.6771488469601699E-2,7.3375262054507298E-2,0.90985324947589097,0,0,0,0]
[56,3,0,0,0,0,0,0,0]
[56,4,0,0,0,0,0,0,0]
[56,5,0,0,0,0,0,0,0]
[56,6,0,0,0,0,0,0,0]
[57,0,0.943310657596372,5.5555555555555601E-2,1.13378684807256E-3,0,0,0,0]
[57,1,6.6273932253313697E-2,0.89690721649484495,3.6818851251840902E-2,0,0,0,0]
[57,2,3.95604395604396E-2,9.8901098901098897E-2,0.86153846153846203,0,0,0,0]
[57,3,0,0,0,0,0,0,0]
[57,4,0,0,0,0,0,0,0]
[57,5,0,0,0,0,0,0,0]
[57,6,0,0,0,0,0,0,0]
[58,0,0.972067039106145,2.4581005586592201E-2,3.3519553072625702E-3,0,0,0,0]
[58,1,6.5433854907539099E-2,0.89900426742532002,3.55618776671408E-2,0,0,0,0]
[58,2,1.67464114832536E-2,7.8947368421052599E-2,0.90430622009569395,0,0,0,0]
[58,3,0,0,0,0,0,0,0]
[58,4,0,0,0,0,0,0,0]
[58,5,0,0,0,0,0,0,0]
[58,6,0,0,0,0,0,0,0]
[59,0,0.96966413867822299,2.6002166847237301E-2,4.3336944745395404E-3,0,0,0,0]
[59,1,5.9679767103347901E-2,0.89956331877729301,4.07569141193595E-2,0,0,0,0]
[59,2,2.95566502463054E-2,7.6354679802955697E-2,0.89408866995073899,0,0,0,0]
[59,3,0,0,0,0,0,0,0]
[59,4,0,0,0,0,0,0,0]
[59,5,0,0,0,0,0,0,0]
[59,6,0,0,0,0,0,0,0]
[60,0,0.93776371308016904,5.5907172995780602E-2,6.3291139240506302E-3,0,0,0,0]
[60,1,0.108469539375929,0.81277860326894502,7.8751857355126298E-2,0,0,0,0]
[60,2,7.3417721518987303E-2,0.12151898734177199,0.80506329113924002,0,0,0,0]
[60,3,0,0,0,0,0,0,0]
[60,4,0,0,0,0,0,0,0]
[60,5,0,0,0,0,0,0,0]
[60,6,0,0,0,0,0,0,0]
[61,0,0.97981836528758803,1.71543895055499E-2,3.0272452068617599E-3,0,0,0,0]
[61,1,3.5493827160493797E-2,0.94290123456790098,2.1604938271604899E-2,0,0,0,0]
[61,2,1.5915119363395201E-2,3.9787798408488097E-2,0.94429708222811704,0,0,0,0]
[61,3,0,0,0,0,0,0,0]
[61,4,0,0,0,0,0,0,0]
[61,5,0,0,0,0,0,0,0]
[61,6,0,0,0,0,0,0,0]
[62,0,0.98,0.02,0,0,0,0,0]
[62,1,5.2877138413685798E-2,0.91135303265940903,3.5769828926905098E-2,0,0,0,0]
[62,2,2.14477211796247E-2,4.5576407506702402E-2,0.93297587131367299,0,0,0,0]
[62,3,0,0,0,0,0,0,0]
[62,4,0,0,0,0,0,0,0]
[62,5,0,0,0,0,0,0,0]
[62,6,0,0,0,0,0,0,0]
[63,0,0.97260273972602695,2.34833659491194E-2,3.9138943248532296E-3,0,0,0,0]
[63,1,6.4205457463884397E-2,0.90208667736757597,3.3707865168539297E-2,0,0,0,0]
[63,2,2.6954177897574101E-2,7.2776280323450099E-2,0.900269541778976,0,0,0,0]
[63,3,0,0,0,0,0,0,0]
[63,4,0,0,0,0,0,0,0]
[63,5,0,0,0,0,0,0,0]
[63,6,0,0,0,0,0,0,0]
[64,0,0.97605363984674298,2.1072796934865901E-2,2.8735632183907998E-3,0,0,0,0]
[64,1,3.4257748776509001E-2,0.92985318107667203,3.5889070146818899E-2,0,0,0,0]
[64,2,2.2284122562674102E-2,7.52089136490251E-2,0.90250696378830098,0,0,0,0]
[64,3,0,0,0,0,0,0,0]
[64,4,0,0,0,0,0,0,0]
[64,5,0,0,0,0,0,0,0]
[64,6,0,0,0,0,0,0,0]
[65,0,0.977099236641221,2.1946564885496199E-2,9.5419847328244304E-4,0,0,0,0]
[65,1,6.4620355411954794E-2,0.90791599353796404,2.7463651050080799E-2,0,0,0,0]
[65,2,1.4326647564469899E-2,8.8825214899713498E-2,0.89684813753581705,0,0,0,0]
[65,3,0,0,0,0,0,0,0]
[65,4,0,0,0,0,0,0,0]
[65,5,0,0,0,0,0,0,0]
[65,6,0,0,0,0,0,0,0]
[66,0,0.95884003741814805,3.8353601496725898E-2,2.80636108512629E-3,0,0,0,0]
[66,1,8.7662337662337705E-2,0.84902597402597402,6.3311688311688305E-2,0,0,0,0]
[66,2,2.7190332326284001E-2,6.3444108761329304E-2,0.90936555891238702,0,0,0,0]
[66,3,0,0,0,0,0,0,0]
[66,4,0,0,0,0,0,0,0]
[66,5,0,0,0,0,0,0,0]
[66,6,0,0,0,0,0,0,0]
[67,0,0.96415441176470595,3.0330882352941201E-2,5.5147058823529398E-3,0,0,0,0]
[67,1,7.69230769230769E-2,0.88888888888888895,3.4188034188034198E-2,0,0,0,0]
[67,2,2.91545189504373E-3,5.2478134110787202E-2,0.944606413994169,0,0,0,0]
[67,3,0,0,0,0,0,0,0]
[67,4,0,0,0,0,0,0,0]
[67,5,0,0,0,0,0,0,0]
[67,6,0,0,0,0,0,0,0]
[68,0,0.96712328767123301,2.64840182648402E-2,6.3926940639269401E-3,0,0,0,0]
[68,1,4.02802101576182E-2,0.91593695271453601,4.3782837127845899E-2,0,0,0,0]
[68,2,2.2857142857142899E-2,3.7142857142857102E-2,0.94,0,0,0,0]
[68,3,0,0,0,0,0,0,0]
[68,4,0,0,0,0,0,0,0]
[68,5,0,0,0,0,0,0,0]
[68,6,0,0,0,0,0,0,0]
[69,0,0.95871559633027503,3.6697247706422E-2,4.5871559633027499E-3,0,0,0,0]
[69,1,5.3097345132743397E-2,0.91150442477876104,3.5398230088495602E-2,0,0,0,0]
[69,2,1.38504155124654E-2,4.15512465373961E-2,0.94459833795013803,0,0,0,0]
[69,3,0,0,0,0,0,0,0]
[69,4,0,0,0,0,0,0,0]
[69,5,0,0,0,0,0,0,0]
[69,6,0,0,0,0,0,0,0]
[70,0,0.96388888888888902,2.96296296296296E-2,6.4814814814814804E-3,0,0,0,0]
[70,1,5.0877192982456097E-2,0.91403508771929798,3.5087719298245598E-2,0,0,0,0]
[70,2,1.0928961748633901E-2,1.91256830601093E-2,0.96994535519125702,0,0,0,0]
[70,3,0,0,0,0,0,0,0]
[70,4,0,0,0,0,0,0,0]
[70,5,0,0,0,0,0,0,0]
[70,6,0,0,0,0,0,0,0]
[71,0,0.95996275605214199,3.2588454376163901E-2,7.4487895716945996E-3,0,0,0,0]
[71,1,5.7142857142857099E-2,0.90535714285714297,3.7499999999999999E-2,0,0,0,0]
[71,2,1.04712041884817E-2,5.7591623036649199E-2,0.93193717277486898,0,0,0,0]
[71,3,0,0,0,0,0,0,0]
[71,4,0,0,0,0,0,0,0]
[71,5,0,0,0,0,0,0,0]
[71,6,0,0,0,0,0,0,0]
[72,0,0.94001874414245501,4.6860356138706698E-2,1.3120899718837901E-2,0,0,0,0]
[72,1,6.0283687943262401E-2,0.86879432624113495,7.09219858156028E-2,0,0,0,0]
[72,2,2.3376623376623398E-2,5.7142857142857099E-2,0.91948051948051901,0,0,0,0]
[72,3,0,0,0,0,0,0,0]
[72,4,0,0,0,0,0,0,0]
[72,5,0,0,0,0,0,0,0]
[72,6,0,0,0,0,0,0,0]
[73,0,0.95219885277246696,4.11089866156788E-2,6.6921606118546797E-3,0,0,0,0]
[73,1,4.4483985765124599E-2,0.90213523131672602,5.3380782918149502E-2,0,0,0,0]
[73,2,2.4509803921568601E-3,2.9411764705882401E-2,0.96813725490196101,0,0,0,0]
[73,3,0,0,0,0,0,0,0]
[73,4,0,0,0,0,0,0,0]
[73,5,0,0,0,0,0,0,0]
[73,6,0,0,0,0,0,0,0]
[74,0,0.95303326810176103,4.1095890410958902E-2,5.8708414872798396E-3,0,0,0,0]
[74,1,4.9822064056939501E-2,0.91281138790035599,3.7366548042704603E-2,0,0,0,0]
[74,2,4.6296296296296302E-3,3.4722222222222203E-2,0.96064814814814803,0,0,0,0]
[74,3,0,0,0,0,0,0,0]
[74,4,0,0,0,0,0,0,0]
[74,5,0,0,0,0,0,0,0]
[74,6,0,0,0,0,0,0,0]
[75,0,0.94322709163346596,4.7808764940239001E-2,8.9641434262948197E-3,0,0,0,0]
[75,1,4.5614035087719301E-2,0.90526315789473699,4.9122807017543901E-2,0,0,0,0]
[75,2,1.35746606334842E-2,4.2986425339366502E-2,0.94343891402714897,0,0,0,0]
[75,3,0,0,0,0,0,0,0]
[75,4,0,0,0,0,0,0,0]
[75,5,0,0,0,0,0,0,0]
[75,6,0,0,0,0,0,0,0]
[76,0,0.95812053115423901,3.4729315628192002E-2,7.1501532175689501E-3,0,0,0,0]
[76,1,4.6312178387650102E-2,0.91252144082332798,4.1166380789022301E-2,0,0,0,0]
[76,2,1.54185022026432E-2,5.9471365638766503E-2,0.92511013215858995,0,0,0,0]
[76,3,0,0,0,0,0,0,0]
[76,4,0,0,0,0,0,0,0]
[76,5,0,0,0,0,0,0,0]
[76,6,0,0,0,0,0,0,0]
[77,0,0.97325102880658398,2.26337448559671E-2,4.11522633744856E-3,0,0,0,0]
[77,1,5.2276559865092699E-2,0.91736930860033705,3.0354131534569999E-2,0,0,0,0]
[77,2,1.10864745011086E-2,3.7694013303769397E-2,0.95121951219512202,0,0,0,0]
[77,3,0,0,0,0,0,0,0]
[77,4,0,0,0,0,0,0,0]
[77,5,0,0,0,0,0,0,0]
[77,6,0,0,0,0,0,0,0]
[78,0,0.91446028513238298,7.73930753564155E-2,8.1466395112016303E-3,0,0,0,0]
[78,1,9.6054888507718705E-2,0.84219554030874799,6.17495711835334E-2,0,0,0,0]
[78,2,2.88248337028825E-2,9.0909090909090898E-2,0.88026607538802704,0,0,0,0]
[78,3,0,0,0,0,0,0,0]
[78,4,0,0,0,0,0,0,0]
[78,5,0,0,0,0,0,0,0]
[78,6,0,0,0,0,0,0,0]
[79,0,0.96587383660806603,2.7921406411582202E-2,6.2047569803515999E-3,0,0,0,0]
[79,1,4.1118421052631603E-2,0.9375,2.1381578947368401E-2,0,0,0,0]
[79,2,9.0702947845805008E-3,3.6281179138322003E-2,0.95464852607709705,0,0,0,0]
[79,3,0,0,0,0,0,0,0]
[79,4,0,0,0,0,0,0,0]
[79,5,0,0,0,0,0,0,0]
[79,6,0,0,0,0,0,0,0]
[80,0,0.968847352024922,2.80373831775701E-2,3.1152647975077898E-3,0,0,0,0]
[80,1,4.4045676998368699E-2,0.931484502446982,2.4469820554649298E-2,0,0,0,0]
[80,2,1.13636363636364E-2,5.2272727272727297E-2,0.93636363636363595,0,0,0,0]
[80,3,0,0,0,0,0,0,0]
[80,4,0,0,0,0,0,0,0]
[80,5,0,0,0,0,0,0,0]
[80,6,0,0,0,0,0,0,0]
[81,0,0.95647668393782403,4.04145077720207E-2,3.1088082901554398E-3,0,0,0,0]
[81,1,6.4412238325281798E-2,0.90177133655394504,3.3816425120772903E-2,0,0,0,0]
[81,2,3.0232558139534901E-2,6.0465116279069801E-2,0.90930232558139501,0,0,0,0]
[81,3,0,0,0,0,0,0,0]
[81,4,0,0,0,0,0,0,0]
[81,5,0,0,0,0,0,0,0]
[81,6,0,0,0,0,0,0,0]
[82,0,0.96618852459016402,3.07377049180328E-2,3.0737704918032799E-3,0,0,0,0]
[82,1,6.5600000000000006E-2,0.91039999999999999,2.4E-2,0,0,0,0]
[82,2,4.8192771084337397E-3,5.54216867469879E-2,0.93975903614457801,0,0,0,0]
[82,3,0,0,0,0,0,0,0]
[82,4,0,0,0,0,0,0,0]
[82,5,0,0,0,0,0,0,0]
[82,6,0,0,0,0,0,0,0]
[83,0,0.95638945233265704,3.7525354969574001E-2,6.08519269776876E-3,0,0,0,0]
[83,1,5.9485530546623797E-2,0.92604501607717005,1.4469453376205799E-2,0,0,0,0]
[83,2,2.9411764705882401E-2,6.8627450980392204E-2,0.90196078431372595,0,0,0,0]
[83,3,0,0,0,0,0,0,0]
[83,4,0,0,0,0,0,0,0]
[83,5,0,0,0,0,0,0,0]
[83,6,0,0,0,0,0,0,0]
[84,0,0.95262096774193605,4.5362903225806502E-2,2.0161290322580601E-3,0,0,0,0]
[84,1,5.7722308892355703E-2,0.90483619344773802,3.7441497659906398E-2,0,0,0,0]
[84,2,2.34986945169713E-2,8.8772845953002597E-2,0.88772845953002599,0,0,0,0]
[84,3,0,0,0,0,0,0,0]
[84,4,0,0,0,0,0,0,0]
[84,5,0,0,0,0,0,0,0]
[84,6,0,0,0,0,0,0,0]
[85,0,0.96569122098890003,2.8254288597376401E-2,6.0544904137235104E-3,0,0,0,0]
[85,1,4.2488619119878598E-2,0.93474962063732903,2.2761760242792101E-2,0,0,0,0]
[85,2,1.3661202185792301E-2,7.6502732240437202E-2,0.90983606557377095,0,0,0,0]
[85,3,0,0,0,0,0,0,0]
[85,4,0,0,0,0,0,0,0]
[85,5,0,0,0,0,0,0,0]
[85,6,0,0,0,0,0,0,0]
[86,0,0.95555555555555605,4.1414141414141403E-2,3.0303030303030299E-3,0,0,0,0]
[86,1,4.7619047619047603E-2,0.91666666666666696,3.5714285714285698E-2,0,0,0,0]
[86,2,1.12994350282486E-2,5.93220338983051E-2,0.92937853107344603,0,0,0,0]
[86,3,0,0,0,0,0,0,0]
[86,4,0,0,0,0,0,0,0]
[86,5,0,0,0,0,0,0,0]
[86,6,0,0,0,0,0,0,0]
[87,0,0.95824847250509204,3.3604887983706699E-2,8.1466395112016303E-3,0,0,0,0]
[87,1,5.0147492625368703E-2,0.91150442477876104,3.8348082595870199E-2,0,0,0,0]
[87,2,2.5280898876404501E-2,8.4269662921348298E-2,0.89044943820224698,0,0,0,0]
[87,3,0,0,0,0,0,0,0]
[87,4,0,0,0,0,0,0,0]
[87,5,0,0,0,0,0,0,0]
[87,6,0,0,0,0,0,0,0]
[88,0,0.96544715447154505,3.2520325203252001E-2,2.0325203252032501E-3,0,0,0,0]
[88,1,5.2863436123347998E-2,0.91923641703377401,2.7900146842878101E-2,0,0,0,0]
[88,2,1.42450142450142E-2,6.2678062678062696E-2,0.92307692307692302,0,0,0,0]
[88,3,0,0,0,0,0,0,0]
[88,4,0,0,0,0,0,0,0]
[88,5,0,0,0,0,0,0,0]
[88,6,0,0,0,0,0,0,0]
[89,0,0.96468213925327995,2.9263370332996998E-2,6.0544904137235104E-3,0,0,0,0]
[89,1,7.9411764705882307E-2,0.88235294117647101,3.8235294117647103E-2,0,0,0,0]
[89,2,1.7391304347826101E-2,6.9565217391304293E-2,0.91304347826086996,0,0,0,0]
[89,3,0,0,0,0,0,0,0]
[89,4,0,0,0,0,0,0,0]
[89,5,0,0,0,0,0,0,0]
[89,6,0,0,0,0,0,0,0]
[90,0,0.94586614173228301,4.5275590551181098E-2,8.8582677165354295E-3,0,0,0,0]
[90,1,0.104134762633997,0.84686064318529897,4.9004594180704401E-2,0,0,0,0]
[90,2,5.7636887608069204E-3,6.9164265129683003E-2,0.92507204610950999,0,0,0,0]
[90,3,0,0,0,0,0,0,0]
[90,4,0,0,0,0,0,0,0]
[90,5,0,0,0,0,0,0,0]
[90,6,0,0,0,0,0,0,0]
[91,0,0.95926285160038804,3.6857419980601401E-2,3.8797284190106702E-3,0,0,0,0]
[91,1,4.0128410914927803E-2,0.92616372391653301,3.3707865168539297E-2,0,0,0,0]
[91,2,1.1049723756906099E-2,4.4198895027624301E-2,0.94475138121546998,0,0,0,0]
[91,3,0,0,0,0,0,0,0]
[91,4,0,0,0,0,0,0,0]
[91,5,0,0,0,0,0,0,0]
[91,6,0,0,0,0,0,0,0]
[92,0,0.95776031434184705,3.3398821218074699E-2,8.8408644400785903E-3,0,0,0,0]
[92,1,3.3280507131537199E-2,0.90491283676703604,6.1806656101426299E-2,0,0,0,0]
[92,2,2.7247956403269801E-3,6.5395095367847406E-2,0.93188010899182605,0,0,0,0]
[92,3,0,0,0,0,0,0,0]
[92,4,0,0,0,0,0,0,0]
[92,5,0,0,0,0,0,0,0]
[92,6,0,0,0,0,0,0,0]
[93,0,0.92778335005015,6.6198595787362105E-2,6.0180541624874602E-3,0,0,0,0]
[93,1,3.3386327503974599E-2,0.89984101748807599,6.67726550079491E-2,0,0,0,0]
[93,2,5.1282051282051299E-3,3.3333333333333298E-2,0.96153846153846201,0,0,0,0]
[93,3,0,0,0,0,0,0,0]
[93,4,0,0,0,0,0,0,0]
[93,5,0,0,0,0,0,0,0]
[93,6,0,0,0,0,0,0,0]
[94,0,0.91877637130801704,7.1729957805907199E-2,9.4936708860759497E-3,0,0,0,0]
[94,1,1.70542635658915E-2,0.93178294573643405,5.1162790697674397E-2,0,0,0,0]
[94,2,7.09219858156028E-3,3.07328605200946E-2,0.96217494089834499,0,0,0,0]
[94,3,0,0,0,0,0,0,0]
[94,4,0,0,0,0,0,0,0]
[94,5,0,0,0,0,0,0,0]
[94,6,0,0,0,0,0,0,0]
[95,0,0.94350282485875703,4.9717514124293802E-2,6.7796610169491497E-3,0,0,0,0]
[95,1,4.3988269794721403E-2,0.90029325513196501,5.5718475073313803E-2,0,0,0,0]
[95,2,6.6815144766147003E-3,4.4543429844098002E-2,0.94877505567928699,0,0,0,0]
[95,3,0,0,0,0,0,0,0]
[95,4,0,0,0,0,0,0,0]
[95,5,0,0,0,0,0,0,0]
[95,6,0,0,0,0,0,0,0]
[96,0,0.89861751152073699,8.4101382488479301E-2,1.7281105990783401E-2,0,0,0,0]
[96,1,6.9321533923303799E-2,0.80530973451327403,0.12536873156342199,0,0,0,0]
[96,2,2.5531914893616999E-2,5.1063829787233998E-2,0.92340425531914905,0,0,0,0]
[96,3,0,0,0,0,0,0,0]
[96,4,0,0,0,0,0,0,0]
[96,5,0,0,0,0,0,0,0]
[96,6,0,0,0,0,0,0,0]
[97,0,0.94159713945172796,4.52920143027414E-2,1.31108462455304E-2,0,0,0,0]
[97,1,1.8662519440124401E-2,0.92534992223950197,5.59875583203732E-2,0,0,0,0]
[97,2,1.87265917602996E-3,2.6217228464419502E-2,0.97191011235955105,0,0,0,0]
[97,3,0,0,0,0,0,0,0]
[97,4,0,0,0,0,0,0,0]
[97,5,0,0,0,0,0,0,0]
[97,6,0,0,0,0,0,0,0]
[98,0,0.94520547945205502,4.73225404732254E-2,7.4719800747198003E-3,0,0,0,0]
[98,1,3.2457496136012398E-2,0.91499227202472999,5.2550231839258103E-2,0,0,0,0]
[98,2,5.3003533568904597E-3,2.47349823321555E-2,0.96996466431095396,0,0,0,0]
[98,3,0,0,0,0,0,0,0]
[98,4,0,0,0,0,0,0,0]
[98,5,0,0,0,0,0,0,0]
[98,6,0,0,0,0,0,0,0]
[99,0,0.91060025542784195,7.6628352490421506E-2,1.27713920817369E-2,0,0,0,0]
[99,1,2.3291925465838501E-2,0.908385093167702,6.8322981366459604E-2,0,0,0,0]
[99,2,1.1884550084889599E-2,4.2444821731748697E-2,0.94567062818336201,0,0,0,0]
[99,3,0,0,0,0,0,0,0]
[99,4,0,0,0,0,0,0,0]
[99,5,0,0,0,0,0,0,0]
[99,6,0,0,0,0,0,0,0]
[100,0,0.93333333333333302,5.7142857142857099E-2,9.5238095238095195E-3,0,0,0,0]
[100,1,1.64179104477612E-2,0.92537313432835799,5.8208955223880601E-2,0,0,0,0]
[100,2,1.6366612111293E-3,3.6006546644844498E-2,0.96235679214402603,0,0,0,0]
[100,3,0,0,0,0,0,0,0]
[100,4,0,0,0,0,0,0,0]
[100,5,0,0,0,0,0,0,0]
[100,6,0,0,0,0,0,0,0]
[101,0,0.92550143266475604,5.4441260744985703E-2,2.0057306590257899E-2,0,0,0,0]
[101,1,2.6315789473684199E-2,0.890350877192982,8.3333333333333301E-2,0,0,0,0]
[101,2,3.15457413249211E-3,3.7854889589905398E-2,0.958990536277603,0,0,0,0]
[101,3,0,0,0,0,0,0,0]
[101,4,0,0,0,0,0,0,0]
[101,5,0,0,0,0,0,0,0]
[101,6,0,0,0,0,0,0,0]
[102,0,0.87837837837837796,0.100600600600601,2.1021021021020998E-2,0,0,0,0]
[102,1,3.5767511177347201E-2,0.858420268256334,0.105812220566319,0,0,0,0]
[102,2,8.8365243004418295E-3,3.5346097201767297E-2,0.95581737849779103,0,0,0,0]
[102,3,0,0,0,0,0,0,0]
[102,4,0,0,0,0,0,0,0]
[102,5,0,0,0,0,0,0,0]
[102,6,0,0,0,0,0,0,0]
[103,0,0.88617886178861804,8.4552845528455295E-2,2.92682926829268E-2,0,0,0,0]
[103,1,2.0989505247376299E-2,0.89505247376311803,8.3958020989505305E-2,0,0,0,0]
[103,2,1.3623978201634901E-3,1.4986376021798401E-2,0.98365122615803802,0,0,0,0]
[103,3,0,0,0,0,0,0,0]
[103,4,0,0,0,0,0,0,0]
[103,5,0,0,0,0,0,0,0]
[103,6,0,0,0,0,0,0,0]
[104,0,0.88749999999999996,8.9285714285714302E-2,2.3214285714285701E-2,0,0,0,0]
[104,1,2.27272727272727E-2,0.88030303030303003,9.6969696969696997E-2,0,0,0,0]
[104,2,5.0251256281407001E-3,1.8844221105527598E-2,0.97613065326633197,0,0,0,0]
[104,3,0,0,0,0,0,0,0]
[104,4,0,0,0,0,0,0,0]
[104,5,0,0,0,0,0,0,0]
[104,6,0,0,0,0,0,0,0]
[105,0,0.87209302325581395,0.112403100775194,1.5503875968992199E-2,0,0,0,0]
[105,1,2.7863777089783302E-2,0.86532507739938103,0.10681114551083599,0,0,0,0]
[105,2,3.5128805620608899E-3,2.5761124121779898E-2,0.970725995316159,0,0,0,0]
[105,3,0,0,0,0,0,0,0]
[105,4,0,0,0,0,0,0,0]
[105,5,0,0,0,0,0,0,0]
[105,6,0,0,0,0,0,0,0]
[106,0,0.89384288747346097,8.0679405520169806E-2,2.54777070063694E-2,0,0,0,0]
[106,1,2.1909233176838801E-2,0.88575899843505501,9.2331768388106403E-2,0,0,0,0]
[106,2,4.4150110375275903E-3,2.42825607064018E-2,0.97130242825607105,0,0,0,0]
[106,3,0,0,0,0,0,0,0]
[106,4,0,0,0,0,0,0,0]
[106,5,0,0,0,0,0,0,0]
[106,6,0,0,0,0,0,0,0]
[107,0,0.88838268792710695,8.2004555808655996E-2,2.96127562642369E-2,0,0,0,0]
[107,1,4.4728434504792303E-2,0.84824281150159697,0.10702875399361,0,0,0,0]
[107,2,4.2060988433228197E-3,2.8391167192429002E-2,0.96740273396424803,0,0,0,0]
[107,3,0,0,0,0,0,0,0]
[107,4,0,0,0,0,0,0,0]
[107,5,0,0,0,0,0,0,0]
[107,6,0,0,0,0,0,0,0]
[108,0,0.83886255924170605,0.123222748815166,3.7914691943128E-2,0,0,0,0]
[108,1,4.7138047138047097E-2,0.79629629629629595,0.15656565656565699,0,0,0,0]
[108,2,6.0000000000000001E-3,4.8000000000000001E-2,0.94599999999999995,0,0,0,0]
[108,3,0,0,0,0,0,0,0]
[108,4,0,0,0,0,0,0,0]
[108,5,0,0,0,0,0,0,0]
[108,6,0,0,0,0,0,0,0]
[109,0,0.847938144329897,0.123711340206186,2.8350515463917501E-2,0,0,0,0]
[109,1,1.3961605584642199E-2,0.87085514834205902,0.115183246073298,0,0,0,0]
[109,2,3.7914691943127998E-3,2.1800947867298599E-2,0.97440758293838903,0,0,0,0]
[109,3,0,0,0,0,0,0,0]
[109,4,0,0,0,0,0,0,0]
[109,5,0,0,0,0,0,0,0]
[109,6,0,0,0,0,0,0,0]
[110,0,0.88269794721407602,8.5043988269794701E-2,3.2258064516128997E-2,0,0,0,0]
[110,1,2.9824561403508799E-2,0.87368421052631595,9.6491228070175405E-2,0,0,0,0]
[110,2,5.4298642533936597E-3,2.6244343891402701E-2,0.96832579185520395,0,0,0,0]
[110,3,0,0,0,0,0,0,0]
[110,4,0,0,0,0,0,0,0]
[110,5,0,0,0,0,0,0,0]
[110,6,0,0,0,0,0,0,0]
[111,0,0.90123456790123502,8.0246913580246895E-2,1.85185185185185E-2,0,0,0,0]
[111,1,2.5179856115107899E-2,0.86690647482014405,0.107913669064748,0,0,0,0]
[111,2,1.2323943661971801E-2,3.5211267605633798E-2,0.95246478873239404,0,0,0,0]
[111,3,0,0,0,0,0,0,0]
[111,4,0,0,0,0,0,0,0]
[111,5,0,0,0,0,0,0,0]
[111,6,0,0,0,0,0,0,0]
[112,0,0.890625,8.7499999999999994E-2,2.1874999999999999E-2,0,0,0,0]
[112,1,2.9197080291970798E-2,0.89233576642335799,7.8467153284671506E-2,0,0,0,0]
[112,2,6.9686411149825801E-3,2.9616724738675999E-2,0.96341463414634099,0,0,0,0]
[112,3,0,0,0,0,0,0,0]
[112,4,0,0,0,0,0,0,0]
[112,5,0,0,0,0,0,0,0]
[112,6,0,0,0,0,0,0,0]
[113,0,0.93203883495145601,5.1779935275080902E-2,1.6181229773462799E-2,0,0,0,0]
[113,1,4.5372050816696902E-2,0.88021778584391996,7.4410163339382898E-2,0,0,0,0]
[113,2,7.7854671280276804E-3,2.8546712802768201E-2,0.96366782006920404,0,0,0,0]
[113,3,0,0,0,0,0,0,0]
[113,4,0,0,0,0,0,0,0]
[113,5,0,0,0,0,0,0,0]
[113,6,0,0,0,0,0,0,0]
[114,0,0.841614906832298,0.118012422360248,4.0372670807453402E-2,0,0,0,0]
[114,1,5.6179775280898903E-2,0.76779026217228497,0.17602996254681599,0,0,0,0]
[114,2,1.55172413793103E-2,5.5172413793103399E-2,0.92931034482758601,0,0,0,0]
[114,3,0,0,0,0,0,0,0]
[114,4,0,0,0,0,0,0,0]
[114,5,0,0,0,0,0,0,0]
[114,6,0,0,0,0,0,0,0]
[115,0,0.91222570532915404,6.2695924764890304E-2,2.5078369905956101E-2,0,0,0,0]
[115,1,1.953125E-2,0.912109375,6.8359375E-2,0,0,0,0]
[115,2,4.2194092827004199E-3,2.0253164556962001E-2,0.97552742616033805,0,0,0,0]
[115,3,0,0,0,0,0,0,0]
[115,4,0,0,0,0,0,0,0]
[115,5,0,0,0,0,0,0,0]
[115,6,0,0,0,0,0,0,0]
[116,0,0.934640522875817,5.22875816993464E-2,1.30718954248366E-2,0,0,0,0]
[116,1,2.5440313111546001E-2,0.91193737769080196,6.2622309197651702E-2,0,0,0,0]
[116,2,5.8381984987489598E-3,2.25187656380317E-2,0.97164303586321898,0,0,0,0]
[116,3,0,0,0,0,0,0,0]
[116,4,0,0,0,0,0,0,0]
[116,5,0,0,0,0,0,0,0]
[116,6,0,0,0,0,0,0,0]
[117,0,0.93790849673202603,5.22875816993464E-2,9.8039215686274508E-3,0,0,0,0]
[117,1,1.5717092337917501E-2,0.91748526522593299,6.6797642436149302E-2,0,0,0,0]
[117,2,6.6611157368859303E-3,3.91340549542048E-2,0.95420482930890904,0,0,0,0]
[117,3,0,0,0,0,0,0,0]
[117,4,0,0,0,0,0,0,0]
[117,5,0,0,0,0,0,0,0]
[117,6,0,0,0,0,0,0,0]
[118,0,0.93729372937293698,5.6105610561056098E-2,6.6006600660065999E-3,0,0,0,0]
[118,1,9.4339622641509396E-3,0.94716981132075495,4.3396226415094302E-2,0,0,0,0]
[118,2,2.5359256128486898E-3,1.94420963651733E-2,0.97802197802197799,0,0,0,0]
[118,3,0,0,0,0,0,0,0]
[118,4,0,0,0,0,0,0,0]
[118,5,0,0,0,0,0,0,0]
[118,6,0,0,0,0,0,0,0]
[119,0,0.94520547945205502,4.4520547945205498E-2,1.0273972602739699E-2,0,0,0,0]
[119,1,3.87453874538745E-2,0.91512915129151295,4.6125461254612497E-2,0,0,0,0]
[119,2,5.0761421319797002E-3,2.96108291032149E-2,0.96531302876480496,0,0,0,0]
[119,3,0,0,0,0,0,0,0]
[119,4,0,0,0,0,0,0,0]
[119,5,0,0,0,0,0,0,0]
[119,6,0,0,0,0,0,0,0]
[120,0,0.90429042904290402,7.5907590759075896E-2,1.9801980198019799E-2,0,0,0,0]
[120,1,4.4117647058823498E-2,0.84007352941176505,0.11580882352941201,0,0,0,0]
[120,2,8.5543199315654406E-3,3.3361847733105202E-2,0.95808383233532901,0,0,0,0]
[120,3,0,0,0,0,0,0,0]
[120,4,0,0,0,0,0,0,0]
[120,5,0,0,0,0,0,0,0]
[120,6,0,0,0,0,0,0,0]
[121,0,0.92532467532467499,4.2207792207792201E-2,3.2467532467532499E-2,0,0,0,0]
[121,1,2.11946050096339E-2,0.93063583815028905,4.81695568400771E-2,0,0,0,0]
[121,2,1.68208578637511E-3,1.00925147182506E-2,0.98822539949537402,0,0,0,0]
[121,3,0,0,0,0,0,0,0]
[121,4,0,0,0,0,0,0,0]
[121,5,0,0,0,0,0,0,0]
[121,6,0,0,0,0,0,0,0]
[122,0,0.93959731543624203,4.3624161073825503E-2,1.67785234899329E-2,0,0,0,0]
[122,1,9.8425196850393699E-3,0.94488188976377996,4.5275590551181098E-2,0,0,0,0]
[122,2,2.4793388429752098E-3,1.7355371900826401E-2,0.98016528925619795,0,0,0,0]
[122,3,0,0,0,0,0,0,0]
[122,4,0,0,0,0,0,0,0]
[122,5,0,0,0,0,0,0,0]
[122,6,0,0,0,0,0,0,0]
[123,0,0.92013888888888895,5.5555555555555601E-2,2.4305555555555601E-2,0,0,0,0]
[123,1,1.94552529182879E-2,0.92023346303501896,6.0311284046692601E-2,0,0,0,0]
[123,2,1.6474464579901199E-3,1.97693574958814E-2,0.97858319604612898,0,0,0,0]
[123,3,0,0,0,0,0,0,0]
[123,4,0,0,0,0,0,0,0]
[123,5,0,0,0,0,0,0,0]
[123,6,0,0,0,0,0,0,0]
[124,0,0.94584837545126399,3.9711191335740102E-2,1.4440433212996401E-2,0,0,0,0]
[124,1,2.3391812865497099E-2,0.93372319688109195,4.2884990253411297E-2,0,0,0,0]
[124,2,1.6313213703099501E-3,1.8760195758564399E-2,0.97960848287112601,0,0,0,0]
[124,3,0,0,0,0,0,0,0]
[124,4,0,0,0,0,0,0,0]
[124,5,0,0,0,0,0,0,0]
[124,6,0,0,0,0,0,0,0]
[125,0,0.96739130434782605,2.1739130434782601E-2,1.0869565217391301E-2,0,0,0,0]
[125,1,1.9493177387914201E-2,0.91228070175438603,6.8226120857699801E-2,0,0,0,0]
[125,2,1.6299918500407499E-3,4.0749796251018697E-2,0.95762021189894098,0,0,0,0]
[125,3,0,0,0,0,0,0,0]
[125,4,0,0,0,0,0,0,0]
[125,5,0,0,0,0,0,0,0]
[125,6,0,0,0,0,0,0,0]
[126,0,0.89247311827956999,8.2437275985663097E-2,2.5089605734767002E-2,0,0,0,0]
[126,1,3.8167938931297697E-2,0.87786259541984701,8.3969465648855005E-2,0,0,0,0]
[126,2,3.2976092333058499E-3,4.2868920032976099E-2,0.95383347073371805,0,0,0,0]
[126,3,0,0,0,0,0,0,0]
[126,4,0,0,0,0,0,0,0]
[126,5,0,0,0,0,0,0,0]
[126,6,0,0,0,0,0,0,0]
[127,0,0.93040293040292998,4.7619047619047603E-2,2.1978021978022001E-2,0,0,0,0]
[127,1,2.9906542056074799E-2,0.91401869158878501,5.60747663551402E-2,0,0,0,0]
[127,2,2.4834437086092699E-3,2.40066225165563E-2,0.97350993377483397,0,0,0,0]
[127,3,0,0,0,0,0,0,0]
[127,4,0,0,0,0,0,0,0]
[127,5,0,0,0,0,0,0,0]
[127,6,0,0,0,0,0,0,0]
[128,0,0.93406593406593397,3.6630036630036597E-2,2.9304029304029301E-2,0,0,0,0]
[128,1,1.88323917137476E-2,0.91525423728813604,6.5913370998116796E-2,0,0,0,0]
[128,2,2.47524752475248E-3,3.21782178217822E-2,0.96534653465346498,0,0,0,0]
[128,3,0,0,0,0,0,0,0]
[128,4,0,0,0,0,0,0,0]
[128,5,0,0,0,0,0,0,0]
[128,6,0,0,0,0,0,0,0]
[129,0,0.92537313432835799,5.5970149253731297E-2,1.8656716417910401E-2,0,0,0,0]
[129,1,3.9252336448598102E-2,0.89532710280373795,6.5420560747663503E-2,0,0,0,0]
[129,2,4.1220115416323198E-3,4.2044517724649601E-2,0.95383347073371805,0,0,0,0]
[129,3,0,0,0,0,0,0,0]
[129,4,0,0,0,0,0,0,0]
[129,5,0,0,0,0,0,0,0]
[129,6,0,0,0,0,0,0,0]
[130,0,0.96350364963503699,2.5547445255474501E-2,1.09489051094891E-2,0,0,0,0]
[130,1,4.5871559633027498E-2,0.90825688073394495,4.5871559633027498E-2,0,0,0,0]
[130,2,4.1771094402673296E-3,3.3416875522138699E-2,0.96240601503759404,0,0,0,0]
[130,3,0,0,0,0,0,0,0]
[130,4,0,0,0,0,0,0,0]
[130,5,0,0,0,0,0,0,0]
[130,6,0,0,0,0,0,0,0]
[131,0,0.952380952380952,3.4013605442176902E-2,1.3605442176870699E-2,0,0,0,0]
[131,1,9.5940959409594101E-2,0.86346863468634705,4.0590405904058997E-2,0,0,0,0]
[131,2,3.1355932203389801E-2,7.4576271186440696E-2,0.894067796610169,0,0,0,0]
[131,3,0,0,0,0,0,0,0]
[131,4,0,0,0,0,0,0,0]
[131,5,0,0,0,0,0,0,0]
[131,6,0,0,0,0,0,0,0]
[132,0,0.91598915989159901,6.50406504065041E-2,1.8970189701897001E-2,0,0,0,0]
[132,1,0.148409893992933,0.76148409893992897,9.0106007067137797E-2,0,0,0,0]
[132,2,3.7002775208140597E-2,0.135060129509713,0.82793709528214599,0,0,0,0]
[132,3,0,0,0,0,0,0,0]
[132,4,0,0,0,0,0,0,0]
[132,5,0,0,0,0,0,0,0]
[132,6,0,0,0,0,0,0,0]
[133,0,0.96753246753246802,1.9480519480519501E-2,1.2987012987013E-2,0,0,0,0]
[133,1,6.9883527454242894E-2,0.89517470881863603,3.4941763727121503E-2,0,0,0,0]
[133,2,1.15424973767051E-2,5.1416579223504698E-2,0.93704092339978995,0,0,0,0]
[133,3,0,0,0,0,0,0,0]
[133,4,0,0,0,0,0,0,0]
[133,5,0,0,0,0,0,0,0]
[133,6,0,0,0,0,0,0,0]
[134,0,0.96799999999999997,2.1999999999999999E-2,0.01,0,0,0,0]
[134,1,8.5570469798657706E-2,0.884228187919463,3.02013422818792E-2,0,0,0,0]
[134,2,1.4130434782608701E-2,7.0652173913043501E-2,0.91521739130434798,0,0,0,0]
[134,3,0,0,0,0,0,0,0]
[134,4,0,0,0,0,0,0,0]
[134,5,0,0,0,0,0,0,0]
[134,6,0,0,0,0,0,0,0]
[135,0,0.96350364963503699,2.5547445255474501E-2,1.09489051094891E-2,0,0,0,0]
[135,1,0.13764510779436201,0.82255389718076299,3.98009950248756E-2,0,0,0,0]
[135,2,2.8901734104046201E-2,0.108670520231214,0.86242774566474001,0,0,0,0]
[135,3,0,0,0,0,0,0,0]
[135,4,0,0,0,0,0,0,0]
[135,5,0,0,0,0,0,0,0]
[135,6,0,0,0,0,0,0,0]
[136,0,0.98742138364779897,1.25786163522013E-2,0,0,0,0,0]
[136,1,0.13410596026490099,0.84602649006622499,1.9867549668874201E-2,0,0,0,0]
[136,2,2.7061855670103101E-2,0.12886597938144301,0.84407216494845405,0,0,0,0]
[136,3,0,0,0,0,0,0,0]
[136,4,0,0,0,0,0,0,0]
[136,5,0,0,0,0,0,0,0]
[136,6,0,0,0,0,0,0,0]
[137,0,0.98219178082191805,1.3698630136986301E-2,4.10958904109589E-3,0,0,0,0]
[137,1,0.145395799676898,0.82390953150242296,3.0694668820678499E-2,0,0,0,0]
[137,2,3.5982008995502197E-2,0.131934032983508,0.83208395802099,0,0,0,0]
[137,3,0,0,0,0,0,0,0]
[137,4,0,0,0,0,0,0,0]
[137,5,0,0,0,0,0,0,0]
[137,6,0,0,0,0,0,0,0]
[138,0,0.97352587244283995,2.04572803850782E-2,6.0168471720818302E-3,0,0,0,0]
[138,1,0.24671052631578899,0.72203947368421095,3.125E-2,0,0,0,0]
[138,2,8.3188908145580595E-2,0.180242634315425,0.73656845753899503,0,0,0,0]
[138,3,0,0,0,0,0,0,0]
[138,4,0,0,0,0,0,0,0]
[138,5,0,0,0,0,0,0,0]
[138,6,0,0,0,0,0,0,0]
[139,0,0.97616683217477696,2.0854021847070501E-2,2.9791459781529301E-3,0,0,0,0]
[139,1,0.19821428571428601,0.77142857142857102,3.0357142857142898E-2,0,0,0,0]
[139,2,4.8997772828507799E-2,0.15144766146993299,0.79955456570155903,0,0,0,0]
[139,3,0,0,0,0,0,0,0]
[139,4,0,0,0,0,0,0,0]
[139,5,0,0,0,0,0,0,0]
[139,6,0,0,0,0,0,0,0]
[140,0,0.98566308243727596,1.2544802867383501E-2,1.7921146953405001E-3,0,0,0,0]
[140,1,0.17466410748560501,0.80230326295585397,2.3032629558541299E-2,0,0,0,0]
[140,2,5.2770448548812701E-2,0.153034300791557,0.79419525065963104,0,0,0,0]
[140,3,0,0,0,0,0,0,0]
[140,4,0,0,0,0,0,0,0]
[140,5,0,0,0,0,0,0,0]
[140,6,0,0,0,0,0,0,0]
[141,0,0.97440132122213097,2.0644095788604499E-2,4.9545829892650699E-3,0,0,0,0]
[141,1,0.23061224489795901,0.74489795918367396,2.4489795918367301E-2,0,0,0,0]
[141,2,7.9365079365079402E-2,0.17142857142857101,0.74920634920634899,0,0,0,0]
[141,3,0,0,0,0,0,0,0]
[141,4,0,0,0,0,0,0,0]
[141,5,0,0,0,0,0,0,0]
[141,6,0,0,0,0,0,0,0]
[142,0,0.98937784522003003,7.5872534142640401E-3,3.0349013657056099E-3,0,0,0,0]
[142,1,0.19369369369369399,0.77252252252252296,3.37837837837838E-2,0,0,0,0]
[142,2,4.7244094488188997E-2,0.15748031496063,0.79527559055118102,0,0,0,0]
[142,3,0,0,0,0,0,0,0]
[142,4,0,0,0,0,0,0,0]
[142,5,0,0,0,0,0,0,0]
[142,6,0,0,0,0,0,0,0]
[143,0,0.98644793152639099,1.21255349500713E-2,1.4265335235377999E-3,0,0,0,0]
[143,1,0.21628498727735401,0.78117048346055995,2.5445292620865098E-3,0,0,0,0]
[143,2,7.2398190045248903E-2,0.17647058823529399,0.75113122171945701,0,0,0,0]
[143,3,0,0,0,0,0,0,0]
[143,4,0,0,0,0,0,0,0]
[143,5,0,0,0,0,0,0,0]
[143,6,0,0,0,0,0,0,0]
[144,0,0.98921832884097005,8.7601078167115903E-3,2.0215633423180598E-3,0,0,0,0]
[144,1,0.32231404958677701,0.66391184573002804,1.37741046831956E-2,0,0,0,0]
[144,2,0.13609467455621299,0.224852071005917,0.63905325443786998,0,0,0,0]
[144,3,0,0,0,0,0,0,0]
[144,4,0,0,0,0,0,0,0]
[144,5,0,0,0,0,0,0,0]
[144,6,0,0,0,0,0,0,0]

{"sheet":"tpm2_we","index":10,"n_rows":1018,"n_cols":9,"rows_kept":1018,"cut":false,"hidden":false,"merged":[]}
[{"$f":"tpm1_wd!A1","v":"Active Occupancy Model"}]
[]
[{"$f":"tpm1_wd!A3","v":"Transition Probability Matrix"}]
[]
["Two resident house"]
["Weekend"]
[]
[]
[]
[{"$f":"tpm1_wd!A10","v":"Ten minute period number"},{"$f":"tpm1_wd!B10","v":"Active occupant count in time period"},{"$f":"tpm1_wd!C10","v":"Probability of transition to zero active occupants in next time period"},{"$f":"tpm1_wd!D10","v":"Probability of transition to one active occupant in next time period"},{"$f":"tpm1_wd!E10","v":"Probability of transition to two active occupants in next time period"},{"$f":"tpm1_wd!F10","v":"Probability of transition to three active occupants in next time period"},{"$f":"tpm1_wd!G10","v":"Probability of transition to four active occupants in next time period"},{"$f":"tpm1_wd!H10","v":"Probability of transition to five active occupants in next time period"},{"$f":"tpm1_wd!I10","v":"Probability of transition to six active occupants in next time period"}]
[1,0,0.98574206092028505,9.7213220998055693E-3,4.5366169799092703E-3,0,0,0,0]
[1,1,0.20679012345678999,0.77469135802469102,1.85185185185185E-2,0,0,0,0]
[1,2,9.7902097902097904E-2,0.230769230769231,0.67132867132867102,0,0,0,0]
[1,3,0,0,0,0,0,0,0]
[1,4,0,0,0,0,0,0,0]
[1,5,0,0,0,0,0,0,0]
[1,6,0,0,0,0,0,0,0]
[2,0,0.99188514357053703,7.4906367041198503E-3,6.2421972534332096E-4,0,0,0,0]
[2,1,0.26421404682274202,0.72909698996655503,6.6889632107023402E-3,0,0,0,0]
[2,2,5.5045871559633003E-2,0.192660550458716,0.75229357798165097,0,0,0,0]
[2,3,0,0,0,0,0,0,0]
[2,4,0,0,0,0,0,0,0]
[2,5,0,0,0,0,0,0,0]
[2,6,0,0,0,0,0,0,0]
[3,0,0.99223416965352496,4.7789725209080001E-3,2.9868578255675001E-3,0,0,0,0]
[3,1,0.21513944223107601,0.77290836653386497,1.1952191235059801E-2,0,0,0,0]
[3,2,8.2352941176470601E-2,0.21176470588235299,0.70588235294117696,0,0,0,0]
[3,3,0,0,0,0,0,0,0]
[3,4,0,0,0,0,0,0,0]
[3,5,0,0,0,0,0,0,0]
[3,6,0,0,0,0,0,0,0]
[4,0,0.994773519163763,5.2264808362369299E-3,0,0,0,0,0]
[4,1,0.177272727272727,0.80454545454545501,1.8181818181818198E-2,0,0,0,0]
[4,2,5.8823529411764698E-2,0.14705882352941199,0.79411764705882304,0,0,0,0]
[4,3,0,0,0,0,0,0,0]
[4,4,0,0,0,0,0,0,0]
[4,5,0,0,0,0,0,0,0]
[4,6,0,0,0,0,0,0,0]
[5,0,0.99373576309794998,3.9863325740318901E-3,2.2779043280182201E-3,0,0,0,0]
[5,1,0.18877551020408201,0.81122448979591799,0,0,0,0,0]
[5,2,1.72413793103448E-2,0.12068965517241401,0.86206896551724099,0,0,0,0]
[5,3,0,0,0,0,0,0,0]
[5,4,0,0,0,0,0,0,0]
[5,5,0,0,0,0,0,0,0]
[5,6,0,0,0,0,0,0,0]
[6,0,0.98485698261357302,1.51430173864274E-2,0,0,0,0,0]
[6,1,0.49710982658959502,0.48554913294797702,1.7341040462427699E-2,0,0,0,0]
[6,2,0.33333333333333298,0.16666666666666699,0.5,0,0,0,0]
[6,3,0,0,0,0,0,0,0]
[6,4,0,0,0,0,0,0,0]
[6,5,0,0,0,0,0,0,0]
[6,6,0,0,0,0,0,0,0]
[7,0,0.99731182795698903,2.6881720430107499E-3,0,0,0,0,0]
[7,1,0.21666666666666701,0.77500000000000002,8.3333333333333297E-3,0,0,0,0]
[7,2,6.6666666666666693E-2,0.1,0.83333333333333304,0,0,0,0]
[7,3,0,0,0,0,0,0,0]
[7,4,0,0,0,0,0,0,0]
[7,5,0,0,0,0,0,0,0]
[7,6,0,0,0,0,0,0,0]
[8,0,0.99468932554434397,4.7796070100902801E-3,5.3106744556558701E-4,0,0,0,0]
[8,1,0.20792079207920799,0.79207920792079201,0,0,0,0,0]
[8,2,3.8461538461538498E-2,3.8461538461538498E-2,0.92307692307692302,0,0,0,0]
[8,3,0,0,0,0,0,0,0]
[8,4,0,0,0,0,0,0,0]
[8,5,0,0,0,0,0,0,0]
[8,6,0,0,0,0,0,0,0]
[9,0,0.99472295514511899,5.2770448548812698E-3,0,0,0,0,0]
[9,1,0.31111111111111101,0.67777777777777803,1.1111111111111099E-2,0,0,0,0]
[9,2,0.04,0.24,0.72,0,0,0,0]
[9,3,0,0,0,0,0,0,0]
[9,4,0,0,0,0,0,0,0]
[9,5,0,0,0,0,0,0,0]
[9,6,0,0,0,0,0,0,0]
[10,0,0.99477533960292597,4.17972831765935E-3,1.0449320794148401E-3,0,0,0,0]
[10,1,0.246753246753247,0.74025974025973995,1.2987012987013E-2,0,0,0,0]
[10,2,5.2631578947368397E-2,5.2631578947368397E-2,0.89473684210526305,0,0,0,0]
[10,3,0,0,0,0,0,0,0]
[10,4,0,0,0,0,0,0,0]
[10,5,0,0,0,0,0,0,0]
[10,6,0,0,0,0,0,0,0]
[11,0,0.99480249480249505,5.1975051975052004E-3,0,0,0,0,0]
[11,1,0.21212121212121199,0.78787878787878796,0,0,0,0,0]
[11,2,0.1,0.15,0.75,0,0,0,0]
[11,3,0,0,0,0,0,0,0]
[11,4,0,0,0,0,0,0,0]
[11,5,0,0,0,0,0,0,0]
[11,6,0,0,0,0,0,0,0]
[12,0,0.99119170984455995,8.8082901554404104E-3,0,0,0,0,0]
[12,1,0.32307692307692298,0.67692307692307696,0,0,0,0,0]
[12,2,0,0.133333333333333,0.86666666666666703,0,0,0,0]
[12,3,0,0,0,0,0,0,0]
[12,4,0,0,0,0,0,0,0]
[12,5,0,0,0,0,0,0,0]
[12,6,0,0,0,0,0,0,0]
[13,0,0.99379524301964794,5.1706308169596699E-3,1.03412616339193E-3,0,0,0,0]
[13,1,0.28571428571428598,0.682539682539683,3.1746031746031703E-2,0,0,0,0]
[13,2,0,0.15384615384615399,0.84615384615384603,0,0,0,0]
[13,3,0,0,0,0,0,0,0]
[13,4,0,0,0,0,0,0,0]
[13,5,0,0,0,0,0,0,0]
[13,6,0,0,0,0,0,0,0]
[14,0,0.991237113402062,8.7628865979381392E-3,0,0,0,0,0]
[14,1,0.2,0.78181818181818197,1.8181818181818198E-2,0,0,0,0]
[14,2,0.133333333333333,6.6666666666666693E-2,0.8,0,0,0,0]
[14,3,0,0,0,0,0,0,0]
[14,4,0,0,0,0,0,0,0]
[14,5,0,0,0,0,0,0,0]
[14,6,0,0,0,0,0,0,0]
[15,0,0.99121900826446296,8.2644628099173608E-3,5.1652892561983505E-4,0,0,0,0]
[15,1,0.32786885245901598,0.62295081967213095,4.91803278688525E-2,0,0,0,0]
[15,2,7.69230769230769E-2,0,0.92307692307692302,0,0,0,0]
[15,3,0,0,0,0,0,0,0]
[15,4,0,0,0,0,0,0,0]
[15,5,0,0,0,0,0,0,0]
[15,6,0,0,0,0,0,0,0]
[16,0,0.99639175257732004,3.60824742268041E-3,0,0,0,0,0]
[16,1,0.31481481481481499,0.68518518518518501,0,0,0,0,0]
[16,2,0.3125,6.25E-2,0.625,0,0,0,0]
[16,3,0,0,0,0,0,0,0]
[16,4,0,0,0,0,0,0,0]
[16,5,0,0,0,0,0,0,0]
[16,6,0,0,0,0,0,0,0]
[17,0,0.99488491048593397,5.1150895140665001E-3,0,0,0,0,0]
[17,1,0.22222222222222199,0.77777777777777801,0,0,0,0,0]
[17,2,0.1,0,0.9,0,0,0,0]
[17,3,0,0,0,0,0,0,0]
[17,4,0,0,0,0,0,0,0]
[17,5,0,0,0,0,0,0,0]
[17,6,0,0,0,0,0,0,0]
[18,0,0.99386503067484699,5.6237218813905898E-3,5.1124744376278102E-4,0,0,0,0]
[18,1,0.4,0.6,0,0,0,0,0]
[18,2,0.11111111111111099,0.11111111111111099,0.77777777777777801,0,0,0,0]
[18,3,0,0,0,0,0,0,0]
[18,4,0,0,0,0,0,0,0]
[18,5,0,0,0,0,0,0,0]
[18,6,0,0,0,0,0,0,0]
[19,0,0.99745287824758,2.54712175241977E-3,0,0,0,0,0]
[19,1,0.256410256410256,0.74358974358974395,0,0,0,0,0]
[19,2,0,0.375,0.625,0,0,0,0]
[19,3,0,0,0,0,0,0,0]
[19,4,0,0,0,0,0,0,0]
[19,5,0,0,0,0,0,0,0]
[19,6,0,0,0,0,0,0,0]
[20,0,0.99745934959349603,2.5406504065040702E-3,0,0,0,0,0]
[20,1,0.29729729729729698,0.70270270270270296,0,0,0,0,0]
[20,2,0,0,1,0,0,0,0]
[20,3,0,0,0,0,0,0,0]
[20,4,0,0,0,0,0,0,0]
[20,5,0,0,0,0,0,0,0]
[20,6,0,0,0,0,0,0,0]
[21,0,0.99341438703140805,5.57244174265451E-3,1.01317122593718E-3,0,0,0,0]
[21,1,0.25806451612903197,0.74193548387096797,0,0,0,0,0]
[21,2,0,0,1,0,0,0,0]
[21,3,0,0,0,0,0,0,0]
[21,4,0,0,0,0,0,0,0]
[21,5,0,0,0,0,0,0,0]
[21,6,0,0,0,0,0,0,0]
[22,0,0.994413407821229,5.5865921787709499E-3,0,0,0,0,0]
[22,1,0.23529411764705899,0.73529411764705899,2.9411764705882401E-2,0,0,0,0]
[22,2,0.14285714285714299,0.14285714285714299,0.71428571428571397,0,0,0,0]
[22,3,0,0,0,0,0,0,0]
[22,4,0,0,0,0,0,0,0]
[22,5,0,0,0,0,0,0,0]
[22,6,0,0,0,0,0,0,0]
[23,0,0.99491611591255702,5.0838840874428103E-3,0,0,0,0,0]
[23,1,0.35135135135135098,0.64864864864864902,0,0,0,0,0]
[23,2,0.16666666666666699,0.16666666666666699,0.66666666666666696,0,0,0,0]
[23,3,0,0,0,0,0,0,0]
[23,4,0,0,0,0,0,0,0]
[23,5,0,0,0,0,0,0,0]
[23,6,0,0,0,0,0,0,0]
[24,0,0.98021308980213095,1.7250126839167899E-2,2.5367833587011698E-3,0,0,0,0]
[24,1,0.85714285714285698,0.14285714285714299,0,0,0,0,0]
[24,2,0.5,0,0.5,0,0,0,0]
[24,3,0,0,0,0,0,0,0]
[24,4,0,0,0,0,0,0,0]
[24,5,0,0,0,0,0,0,0]
[24,6,0,0,0,0,0,0,0]
[25,0,0.99338085539714904,5.6008146639511197E-3,1.0183299389002001E-3,0,0,0,0]
[25,1,0.28205128205128199,0.71794871794871795,0,0,0,0,0]
[25,2,0.14285714285714299,0.14285714285714299,0.71428571428571397,0,0,0,0]
[25,3,0,0,0,0,0,0,0]
[25,4,0,0,0,0,0,0,0]
[25,5,0,0,0,0,0,0,0]
[25,6,0,0,0,0,0,0,0]
[26,0,0.992358634742741,6.6225165562913899E-3,1.01884870096791E-3,0,0,0,0]
[26,1,0.2,0.8,0,0,0,0,0]
[26,2,0,0.14285714285714299,0.85714285714285698,0,0,0,0]
[26,3,0,0,0,0,0,0,0]
[26,4,0,0,0,0,0,0,0]
[26,5,0,0,0,0,0,0,0]
[26,6,0,0,0,0,0,0,0]
[27,0,0.99130879345603296,7.6687116564417204E-3,1.0224948875255601E-3,0,0,0,0]
[27,1,0.13043478260869601,0.86956521739130399,0,0,0,0,0]
[27,2,0.25,0,0.75,0,0,0,0]
[27,3,0,0,0,0,0,0,0]
[27,4,0,0,0,0,0,0,0]
[27,5,0,0,0,0,0,0,0]
[27,6,0,0,0,0,0,0,0]
[28,0,0.98972778633795599,9.7586029789419604E-3,5.1361068310220898E-4,0,0,0,0]
[28,1,0.18181818181818199,0.78181818181818197,3.6363636363636397E-2,0,0,0,0]
[28,2,0,0.25,0.75,0,0,0,0]
[28,3,0,0,0,0,0,0,0]
[28,4,0,0,0,0,0,0,0]
[28,5,0,0,0,0,0,0,0]
[28,6,0,0,0,0,0,0,0]
[29,0,0.98709344346928196,1.29065565307176E-2,0,0,0,0,0]
[29,1,0.171875,0.765625,6.25E-2,0,0,0,0]
[29,2,0.11111111111111099,0,0.88888888888888895,0,0,0,0]
[29,3,0,0,0,0,0,0,0]
[29,4,0,0,0,0,0,0,0]
[29,5,0,0,0,0,0,0,0]
[29,6,0,0,0,0,0,0,0]
[30,0,0.97765072765072802,2.0790020790020802E-2,1.55925155925156E-3,0,0,0,0]
[30,1,0.31081081081081102,0.62162162162162204,6.7567567567567599E-2,0,0,0,0]
[30,2,0.16666666666666699,0.41666666666666702,0.41666666666666702,0,0,0,0]
[30,3,0,0,0,0,0,0,0]
[30,4,0,0,0,0,0,0,0]
[30,5,0,0,0,0,0,0,0]
[30,6,0,0,0,0,0,0,0]
[31,0,0.99108079748163702,7.8698845750262304E-3,1.04931794333683E-3,0,0,0,0]
[31,1,0.25274725274725302,0.71428571428571397,3.2967032967033003E-2,0,0,0,0]
[31,2,0,0.15384615384615399,0.84615384615384603,0,0,0,0]
[31,3,0,0,0,0,0,0,0]
[31,4,0,0,0,0,0,0,0]
[31,5,0,0,0,0,0,0,0]
[31,6,0,0,0,0,0,0,0]
[32,0,0.98953974895397501,9.4142259414225892E-3,1.0460251046025099E-3,0,0,0,0]
[32,1,0.24390243902438999,0.73170731707317105,2.4390243902439001E-2,0,0,0,0]
[32,2,6.25E-2,0.1875,0.75,0,0,0,0]
[32,3,0,0,0,0,0,0,0]
[32,4,0,0,0,0,0,0,0]
[32,5,0,0,0,0,0,0,0]
[32,6,0,0,0,0,0,0,0]
[33,0,0.98222686879247301,1.7250392054364901E-2,5.2273915316257196E-4,0,0,0,0]
[33,1,0.209876543209877,0.76543209876543195,2.4691358024691398E-2,0,0,0,0]
[33,2,0.25,0.1875,0.5625,0,0,0,0]
[33,3,0,0,0,0,0,0,0]
[33,4,0,0,0,0,0,0,0]
[33,5,0,0,0,0,0,0,0]
[33,6,0,0,0,0,0,0,0]
[34,0,0.99105263157894696,7.8947368421052599E-3,1.0526315789473699E-3,0,0,0,0]
[34,1,0.13265306122449,0.83673469387755095,3.06122448979592E-2,0,0,0,0]
[34,2,0,8.3333333333333301E-2,0.91666666666666696,0,0,0,0]
[34,3,0,0,0,0,0,0,0]
[34,4,0,0,0,0,0,0,0]
[34,5,0,0,0,0,0,0,0]
[34,6,0,0,0,0,0,0,0]
[35,0,0.979430379746835,2.0569620253164601E-2,0,0,0,0,0]
[35,1,0.22448979591836701,0.72448979591836704,5.10204081632653E-2,0,0,0,0]
[35,2,0,0.1875,0.8125,0,0,0,0]
[35,3,0,0,0,0,0,0,0]
[35,4,0,0,0,0,0,0,0]
[35,5,0,0,0,0,0,0,0]
[35,6,0,0,0,0,0,0,0]
[36,0,0.961149547631719,3.5657264502394898E-2,3.1931878658861099E-3,0,0,0,0]
[36,1,0.15044247787610601,0.81415929203539805,3.5398230088495602E-2,0,0,0,0]
[36,2,5.5555555555555601E-2,0.16666666666666699,0.77777777777777801,0,0,0,0]
[36,3,0,0,0,0,0,0,0]
[36,4,0,0,0,0,0,0,0]
[36,5,0,0,0,0,0,0,0]
[36,6,0,0,0,0,0,0,0]
[37,0,0.98245614035087703,1.6447368421052599E-2,1.0964912280701799E-3,0,0,0,0]
[37,1,9.8765432098765399E-2,0.85185185185185197,4.9382716049382699E-2,0,0,0,0]
[37,2,4.1666666666666699E-2,0.16666666666666699,0.79166666666666696,0,0,0,0]
[37,3,0,0,0,0,0,0,0]
[37,4,0,0,0,0,0,0,0]
[37,5,0,0,0,0,0,0,0]
[37,6,0,0,0,0,0,0,0]
[38,0,0.98065229408512999,1.8242122719734698E-2,1.10558319513543E-3,0,0,0,0]
[38,1,0.127906976744186,0.831395348837209,4.0697674418604703E-2,0,0,0,0]
[38,2,3.4482758620689703E-2,0.17241379310344801,0.79310344827586199,0,0,0,0]
[38,3,0,0,0,0,0,0,0]
[38,4,0,0,0,0,0,0,0]
[38,5,0,0,0,0,0,0,0]
[38,6,0,0,0,0,0,0,0]
[39,0,0.96494156928213703,3.3945464663327797E-2,1.11296605453534E-3,0,0,0,0]
[39,1,0.110497237569061,0.80662983425414403,8.2872928176795604E-2,0,0,0,0]
[39,2,3.125E-2,0.1875,0.78125,0,0,0,0]
[39,3,0,0,0,0,0,0,0]
[39,4,0,0,0,0,0,0,0]
[39,5,0,0,0,0,0,0,0]
[39,6,0,0,0,0,0,0,0]
[40,0,0.96011396011396,3.4757834757834803E-2,5.1282051282051299E-3,0,0,0,0]
[40,1,0.107981220657277,0.83568075117370899,5.63380281690141E-2,0,0,0,0]
[40,2,2.3809523809523801E-2,0.119047619047619,0.85714285714285698,0,0,0,0]
[40,3,0,0,0,0,0,0,0]
[40,4,0,0,0,0,0,0,0]
[40,5,0,0,0,0,0,0,0]
[40,6,0,0,0,0,0,0,0]
[41,0,0.94675248683440605,4.7396138092451703E-2,5.85137507314219E-3,0,0,0,0]
[41,1,0.102459016393443,0.81967213114754101,7.7868852459016397E-2,0,0,0,0]
[41,2,1.7543859649122799E-2,7.0175438596491196E-2,0.91228070175438603,0,0,0,0]
[41,3,0,0,0,0,0,0,0]
[41,4,0,0,0,0,0,0,0]
[41,5,0,0,0,0,0,0,0]
[41,6,0,0,0,0,0,0,0]
[42,0,0.86800486618004902,0.10644768856447701,2.5547445255474501E-2,0,0,0,0]
[42,1,0.101754385964912,0.69122807017543897,0.20701754385964899,0,0,0,0]
[42,2,2.4691358024691398E-2,0.148148148148148,0.82716049382716095,0,0,0,0]
[42,3,0,0,0,0,0,0,0]
[42,4,0,0,0,0,0,0,0]
[42,5,0,0,0,0,0,0,0]
[42,6,0,0,0,0,0,0,0]
[43,0,0.947873799725652,4.5953360768175598E-2,6.17283950617284E-3,0,0,0,0]
[43,1,6.25E-2,0.84114583333333304,9.6354166666666699E-2,0,0,0,0]
[43,2,5.9523809523809503E-3,5.95238095238095E-2,0.93452380952380998,0,0,0,0]
[43,3,0,0,0,0,0,0,0]
[43,4,0,0,0,0,0,0,0]
[43,5,0,0,0,0,0,0,0]
[43,6,0,0,0,0,0,0,0]
[44,0,0.92892679459843597,6.4676616915422896E-2,6.3965884861407196E-3,0,0,0,0]
[44,1,0.06,0.84,0.1,0,0,0,0]
[44,2,4.92610837438424E-3,5.4187192118226597E-2,0.94088669950738901,0,0,0,0]
[44,3,0,0,0,0,0,0,0]
[44,4,0,0,0,0,0,0,0]
[44,5,0,0,0,0,0,0,0]
[44,6,0,0,0,0,0,0,0]
[45,0,0.87537537537537502,0.105855855855856,1.87687687687688E-2,0,0,0,0]
[45,1,5.7077625570776301E-2,0.78767123287671204,0.15525114155251099,0,0,0,0]
[45,2,1.2500000000000001E-2,6.6666666666666693E-2,0.92083333333333295,0,0,0,0]
[45,3,0,0,0,0,0,0,0]
[45,4,0,0,0,0,0,0,0]
[45,5,0,0,0,0,0,0,0]
[45,6,0,0,0,0,0,0,0]
[46,0,0.93634840871021796,5.6113902847571201E-2,7.5376884422110602E-3,0,0,0,0]
[46,1,6.5737051792828696E-2,0.83266932270916305,0.101593625498008,0,0,0,0]
[46,2,2.54777070063694E-2,4.7770700636942699E-2,0.92675159235668803,0,0,0,0]
[46,3,0,0,0,0,0,0,0]
[46,4,0,0,0,0,0,0,0]
[46,5,0,0,0,0,0,0,0]
[46,6,0,0,0,0,0,0,0]
[47,0,0.89559965487489201,8.7144089732528004E-2,1.72562553925798E-2,0,0,0,0]
[47,1,0.05,0.83399999999999996,0.11600000000000001,0,0,0,0]
[47,2,1.7094017094017099E-2,7.1225071225071199E-2,0.91168091168091203,0,0,0,0]
[47,3,0,0,0,0,0,0,0]
[47,4,0,0,0,0,0,0,0]
[47,5,0,0,0,0,0,0,0]
[47,6,0,0,0,0,0,0,0]
[48,0,0.82507015902712799,0.14312441534144099,3.1805425631431197E-2,0,0,0,0]
[48,1,4.2357274401473299E-2,0.75138121546961301,0.206261510128913,0,0,0,0]
[48,2,2.01005025125628E-2,6.0301507537688398E-2,0.91959798994974895,0,0,0,0]
[48,3,0,0,0,0,0,0,0]
[48,4,0,0,0,0,0,0,0]
[48,5,0,0,0,0,0,0,0]
[48,6,0,0,0,0,0,0,0]
[49,0,0.89813800657174103,8.7623220153340606E-2,1.4238773274917901E-2,0,0,0,0]
[49,1,3.9316239316239301E-2,0.80512820512820504,0.155555555555556,0,0,0,0]
[49,2,7.8125E-3,4.296875E-2,0.94921875,0,0,0,0]
[49,3,0,0,0,0,0,0,0]
[49,4,0,0,0,0,0,0,0]
[49,5,0,0,0,0,0,0,0]
[49,6,0,0,0,0,0,0,0]
[50,0,0.89374262101534796,8.7367178276269206E-2,1.8890200708382501E-2,0,0,0,0]
[50,1,4.8865619546247803E-2,0.82547993019197197,0.12565445026177999,0,0,0,0]
[50,2,8.4745762711864406E-3,5.4237288135593198E-2,0.93728813559322,0,0,0,0]
[50,3,0,0,0,0,0,0,0]
[50,4,0,0,0,0,0,0,0]
[50,5,0,0,0,0,0,0,0]
[50,6,0,0,0,0,0,0,0]
[51,0,0.87088607594936696,0.10379746835443,2.53164556962025E-2,0,0,0,0]
[51,1,4.3177892918825601E-2,0.80138169257340197,0.15544041450777199,0,0,0,0]
[51,2,2.3400936037441498E-2,5.9282371294851803E-2,0.91731669266770699,0,0,0,0]
[51,3,0,0,0,0,0,0,0]
[51,4,0,0,0,0,0,0,0]
[51,5,0,0,0,0,0,0,0]
[51,6,0,0,0,0,0,0,0]
[52,0,0.91758241758241799,6.8681318681318701E-2,1.37362637362637E-2,0,0,0,0]
[52,1,4.6232876712328799E-2,0.85616438356164404,9.7602739726027399E-2,0,0,0,0]
[52,2,1.7191977077363901E-2,5.0143266475644703E-2,0.93266475644699098,0,0,0,0]
[52,3,0,0,0,0,0,0,0]
[52,4,0,0,0,0,0,0,0]
[52,5,0,0,0,0,0,0,0]
[52,6,0,0,0,0,0,0,0]
[53,0,0.88401697312588401,0.101838755304102,1.41442715700141E-2,0,0,0,0]
[53,1,4.2735042735042701E-2,0.85128205128205103,0.10598290598290599,0,0,0,0]
[53,2,1.39275766016713E-2,5.5710306406685201E-2,0.93036211699164395,0,0,0,0]
[53,3,0,0,0,0,0,0,0]
[53,4,0,0,0,0,0,0,0]
[53,5,0,0,0,0,0,0,0]
[53,6,0,0,0,0,0,0,0]
[54,0,0.81666666666666698,0.15151515151515199,3.1818181818181801E-2,0,0,0,0]
[54,1,4.7540983606557403E-2,0.77377049180327895,0.17868852459016399,0,0,0,0]
[54,2,2.1621621621621599E-2,7.1621621621621598E-2,0.90675675675675704,0,0,0,0]
[54,3,0,0,0,0,0,0,0]
[54,4,0,0,0,0,0,0,0]
[54,5,0,0,0,0,0,0,0]
[54,6,0,0,0,0,0,0,0]
[55,0,0.87328767123287698,0.10958904109589,1.71232876712329E-2,0,0,0,0]
[55,1,3.2000000000000001E-2,0.87519999999999998,9.2799999999999994E-2,0,0,0,0]
[55,2,1.4981273408239701E-2,3.99500624219725E-2,0.94506866416978796,0,0,0,0]
[55,3,0,0,0,0,0,0,0]
[55,4,0,0,0,0,0,0,0]
[55,5,0,0,0,0,0,0,0]
[55,6,0,0,0,0,0,0,0]
[56,0,0.92066420664206605,5.9040590405904099E-2,2.0295202952029499E-2,0,0,0,0]
[56,1,4.0435458786936197E-2,0.85847589424572301,0.101088646967341,0,0,0,0]
[56,2,1.6969696969696999E-2,4.60606060606061E-2,0.93696969696969701,0,0,0,0]
[56,3,0,0,0,0,0,0,0]
[56,4,0,0,0,0,0,0,0]
[56,5,0,0,0,0,0,0,0]
[56,6,0,0,0,0,0,0,0]
[57,0,0.89610389610389596,8.5343228200371102E-2,1.8552875695732801E-2,0,0,0,0]
[57,1,4.8231511254019303E-2,0.81511254019292601,0.13665594855305499,0,0,0,0]
[57,2,2.1201413427561801E-2,5.5359246171966997E-2,0.92343934040047104,0,0,0,0]
[57,3,0,0,0,0,0,0,0]
[57,4,0,0,0,0,0,0,0]
[57,5,0,0,0,0,0,0,0]
[57,6,0,0,0,0,0,0,0]
[58,0,0.95480225988700596,4.1431261770244802E-2,3.7664783427495299E-3,0,0,0,0]
[58,1,3.6666666666666702E-2,0.91,5.3333333333333302E-2,0,0,0,0]
[58,2,2.16154721274175E-2,4.3230944254835001E-2,0.93515358361774703,0,0,0,0]
[58,3,0,0,0,0,0,0,0]
[58,4,0,0,0,0,0,0,0]
[58,5,0,0,0,0,0,0,0]
[58,6,0,0,0,0,0,0,0]
[59,0,0.928832116788321,6.2043795620437998E-2,9.1240875912408804E-3,0,0,0,0]
[59,1,5.2805280528052799E-2,0.87623762376237602,7.0957095709570997E-2,0,0,0,0]
[59,2,3.50467289719626E-2,5.60747663551402E-2,0.90887850467289699,0,0,0,0]
[59,3,0,0,0,0,0,0,0]
[59,4,0,0,0,0,0,0,0]
[59,5,0,0,0,0,0,0,0]
[59,6,0,0,0,0,0,0,0]
[60,0,0.82837127845884395,0.140105078809107,3.1523642732049002E-2,0,0,0,0]
[60,1,0.10114192495921701,0.73572593800978803,0.16313213703099499,0,0,0,0]
[60,2,5.0847457627118599E-2,0.11259079903147701,0.83656174334140398,0,0,0,0]
[60,3,0,0,0,0,0,0,0]
[60,4,0,0,0,0,0,0,0]
[60,5,0,0,0,0,0,0,0]
[60,6,0,0,0,0,0,0,0]
[61,0,0.95840554592720995,3.1195840554592701E-2,1.03986135181976E-2,0,0,0,0]
[61,1,3.04487179487179E-2,0.91025641025641002,5.9294871794871799E-2,0,0,0,0]
[61,2,1.48331273176761E-2,2.8430160692212599E-2,0.95673671199011101,0,0,0,0]
[61,3,0,0,0,0,0,0,0]
[61,4,0,0,0,0,0,0,0]
[61,5,0,0,0,0,0,0,0]
[61,6,0,0,0,0,0,0,0]
[62,0,0.95890410958904104,3.42465753424658E-2,6.8493150684931503E-3,0,0,0,0]
[62,1,4.5977011494252901E-2,0.90804597701149403,4.5977011494252901E-2,0,0,0,0]
[62,2,2.0807833537331701E-2,5.2631578947368397E-2,0.92656058751530002,0,0,0,0]
[62,3,0,0,0,0,0,0,0]
[62,4,0,0,0,0,0,0,0]
[62,5,0,0,0,0,0,0,0]
[62,6,0,0,0,0,0,0,0]
[63,0,0.92727272727272703,6.1157024793388401E-2,1.15702479338843E-2,0,0,0,0]
[63,1,6.4935064935064901E-2,0.85064935064935099,8.4415584415584402E-2,0,0,0,0]
[63,2,2.7883396704689499E-2,6.4638783269962002E-2,0.90747782002534805,0,0,0,0]
[63,3,0,0,0,0,0,0,0]
[63,4,0,0,0,0,0,0,0]
[63,5,0,0,0,0,0,0,0]
[63,6,0,0,0,0,0,0,0]
[64,0,0.95826645264847499,3.2102728731942198E-2,9.6308186195826605E-3,0,0,0,0]
[64,1,3.7581699346405199E-2,0.91339869281045705,4.9019607843137303E-2,0,0,0,0]
[64,2,2.0645161290322601E-2,5.0322580645161298E-2,0.92903225806451595,0,0,0,0]
[64,3,0,0,0,0,0,0,0]
[64,4,0,0,0,0,0,0,0]
[64,5,0,0,0,0,0,0,0]
[64,6,0,0,0,0,0,0,0]
[65,0,0.94496855345911901,4.71698113207547E-2,7.8616352201257896E-3,0,0,0,0]
[65,1,5.1779935275080902E-2,0.88673139158576098,6.1488673139158602E-2,0,0,0,0]
[65,2,3.4391534391534397E-2,5.4232804232804202E-2,0.91137566137566095,0,0,0,0]
[65,3,0,0,0,0,0,0,0]
[65,4,0,0,0,0,0,0,0]
[65,5,0,0,0,0,0,0,0]
[65,6,0,0,0,0,0,0,0]
[66,0,0.939301972685888,4.4006069802731397E-2,1.66919575113809E-2,0,0,0,0]
[66,1,5.9773828756058203E-2,0.84652665589660703,9.3699515347334394E-2,0,0,0,0]
[66,2,2.86885245901639E-2,8.3333333333333301E-2,0.88797814207650305,0,0,0,0]
[66,3,0,0,0,0,0,0,0]
[66,4,0,0,0,0,0,0,0]
[66,5,0,0,0,0,0,0,0]
[66,6,0,0,0,0,0,0,0]
[67,0,0.95864106351551004,3.10192023633678E-2,1.03397341211226E-2,0,0,0,0]
[67,1,4.0716612377850202E-2,0.89087947882736196,6.8403908794788304E-2,0,0,0,0]
[67,2,1.8080667593880401E-2,4.0333796940194698E-2,0.94158553546592505,0,0,0,0]
[67,3,0,0,0,0,0,0,0]
[67,4,0,0,0,0,0,0,0]
[67,5,0,0,0,0,0,0,0]
[67,6,0,0,0,0,0,0,0]
[68,0,0.96360989810771502,2.91120815138282E-2,7.2780203784570596E-3,0,0,0,0]
[68,1,4.1876046901172498E-2,0.89949748743718605,5.8626465661641501E-2,0,0,0,0]
[68,2,1.6528925619834701E-2,4.6831955922865001E-2,0.93663911845729997,0,0,0,0]
[68,3,0,0,0,0,0,0,0]
[68,4,0,0,0,0,0,0,0]
[68,5,0,0,0,0,0,0,0]
[68,6,0,0,0,0,0,0,0]
[69,0,0.935622317596567,5.2932761087267501E-2,1.1444921316166E-2,0,0,0,0]
[69,1,4.7377326565143797E-2,0.88494077834179397,6.7681895093062605E-2,0,0,0,0]
[69,2,2.6388888888888899E-2,4.72222222222222E-2,0.92638888888888904,0,0,0,0]
[69,3,0,0,0,0,0,0,0]
[69,4,0,0,0,0,0,0,0]
[69,5,0,0,0,0,0,0,0]
[69,6,0,0,0,0,0,0,0]
[70,0,0.947218259629101,3.8516405135520702E-2,1.4265335235378001E-2,0,0,0,0]
[70,1,3.7037037037037E-2,0.91245791245791197,5.0505050505050497E-2,0,0,0,0]
[70,2,1.6783216783216801E-2,4.6153846153846198E-2,0.93706293706293697,0,0,0,0]
[70,3,0,0,0,0,0,0,0]
[70,4,0,0,0,0,0,0,0]
[70,5,0,0,0,0,0,0,0]
[70,6,0,0,0,0,0,0,0]
[71,0,0.95415472779369603,3.2951289398280799E-2,1.28939828080229E-2,0,0,0,0]
[71,1,6.3122923588039906E-2,0.87707641196013297,5.9800664451827197E-2,0,0,0,0]
[71,2,1.4084507042253501E-2,4.5070422535211298E-2,0.94084507042253496,0,0,0,0]
[71,3,0,0,0,0,0,0,0]
[71,4,0,0,0,0,0,0,0]
[71,5,0,0,0,0,0,0,0]
[71,6,0,0,0,0,0,0,0]
[72,0,0.91876750700280096,5.3221288515406202E-2,2.8011204481792701E-2,0,0,0,0]
[72,1,6.0034305317324198E-2,0.81646655231560905,0.12349914236706699,0,0,0,0]
[72,2,2.2440392706872401E-2,5.0490883590462797E-2,0.92706872370266502,0,0,0,0]
[72,3,0,0,0,0,0,0,0]
[72,4,0,0,0,0,0,0,0]
[72,5,0,0,0,0,0,0,0]
[72,6,0,0,0,0,0,0,0]
[73,0,0.92644978783592602,5.37482319660538E-2,1.9801980198019799E-2,0,0,0,0]
[73,1,5.4545454545454501E-2,0.85636363636363599,8.9090909090909096E-2,0,0,0,0]
[73,2,9.2961487383798093E-3,3.45285524568393E-2,0.95617529880478103,0,0,0,0]
[73,3,0,0,0,0,0,0,0]
[73,4,0,0,0,0,0,0,0]
[73,5,0,0,0,0,0,0,0]
[73,6,0,0,0,0,0,0,0]
[74,0,0.95086705202312105,3.7572254335260097E-2,1.15606936416185E-2,0,0,0,0]
[74,1,2.4299065420560699E-2,0.88785046728971995,8.7850467289719597E-2,0,0,0,0]
[74,2,8.9399744572158397E-3,3.8314176245210697E-2,0.952745849297573,0,0,0,0]
[74,3,0,0,0,0,0,0,0]
[74,4,0,0,0,0,0,0,0]
[74,5,0,0,0,0,0,0,0]
[74,6,0,0,0,0,0,0,0]
[75,0,0.94247787610619504,4.5722713864306798E-2,1.1799410029498501E-2,0,0,0,0]
[75,1,4.3314500941619601E-2,0.88888888888888895,6.7796610169491497E-2,0,0,0,0]
[75,2,1.2484394506866401E-2,3.7453183520599301E-2,0.95006242197253399,0,0,0,0]
[75,3,0,0,0,0,0,0,0]
[75,4,0,0,0,0,0,0,0]
[75,5,0,0,0,0,0,0,0]
[75,6,0,0,0,0,0,0,0]
[76,0,0.94642857142857095,2.9761904761904798E-2,2.3809523809523801E-2,0,0,0,0]
[76,1,4.69043151969981E-2,0.90243902439024404,5.0656660412758001E-2,0,0,0,0]
[76,2,1.3664596273291901E-2,2.8571428571428598E-2,0.95776397515528,0,0,0,0]
[76,3,0,0,0,0,0,0,0]
[76,4,0,0,0,0,0,0,0]
[76,5,0,0,0,0,0,0,0]
[76,6,0,0,0,0,0,0,0]
[77,0,0.952380952380952,3.2738095238095198E-2,1.4880952380952399E-2,0,0,0,0]
[77,1,4.9618320610687001E-2,0.88549618320610701,6.4885496183206104E-2,0,0,0,0]
[77,2,7.3710073710073704E-3,4.4226044226044203E-2,0.94840294840294803,0,0,0,0]
[77,3,0,0,0,0,0,0,0]
[77,4,0,0,0,0,0,0,0]
[77,5,0,0,0,0,0,0,0]
[77,6,0,0,0,0,0,0,0]
[78,0,0.90625,5.6547619047618999E-2,3.7202380952381001E-2,0,0,0,0]
[78,1,8.6206896551724102E-2,0.78927203065134099,0.124521072796935,0,0,0,0]
[78,2,3.6764705882352901E-2,6.6176470588235295E-2,0.89705882352941202,0,0,0,0]
[78,3,0,0,0,0,0,0,0]
[78,4,0,0,0,0,0,0,0]
[78,5,0,0,0,0,0,0,0]
[78,6,0,0,0,0,0,0,0]
[79,0,0.963450292397661,3.07017543859649E-2,5.8479532163742704E-3,0,0,0,0]
[79,1,2.18253968253968E-2,0.93650793650793696,4.1666666666666699E-2,0,0,0,0]
[79,2,8.5158150851581509E-3,3.1630170316301699E-2,0.95985401459854003,0,0,0,0]
[79,3,0,0,0,0,0,0,0]
[79,4,0,0,0,0,0,0,0]
[79,5,0,0,0,0,0,0,0]
[79,6,0,0,0,0,0,0,0]
[80,0,0.96307237813884805,2.5110782865583499E-2,1.18168389955687E-2,0,0,0,0]
[80,1,4.6242774566474E-2,0.89595375722543402,5.7803468208092498E-2,0,0,0,0]
[80,2,1.84275184275184E-2,3.4398034398034398E-2,0.94717444717444699,0,0,0,0]
[80,3,0,0,0,0,0,0,0]
[80,4,0,0,0,0,0,0,0]
[80,5,0,0,0,0,0,0,0]
[80,6,0,0,0,0,0,0,0]
[81,0,0.96382054992764099,2.7496382054992798E-2,8.6830680173661402E-3,0,0,0,0]
[81,1,4.5098039215686302E-2,0.89215686274509798,6.2745098039215699E-2,0,0,0,0]
[81,2,2.3485784919653901E-2,4.9443757725587102E-2,0.92707045735475901,0,0,0,0]
[81,3,0,0,0,0,0,0,0]
[81,4,0,0,0,0,0,0,0]
[81,5,0,0,0,0,0,0,0]
[81,6,0,0,0,0,0,0,0]
[82,0,0.97033898305084698,2.4011299435028201E-2,5.6497175141242903E-3,0,0,0,0]
[82,1,4.4747081712062299E-2,0.90856031128404702,4.66926070038911E-2,0,0,0,0]
[82,2,1.01522842639594E-2,3.4263959390862901E-2,0.955583756345178,0,0,0,0]
[82,3,0,0,0,0,0,0,0]
[82,4,0,0,0,0,0,0,0]
[82,5,0,0,0,0,0,0,0]
[82,6,0,0,0,0,0,0,0]
[83,0,0.96378830083565503,2.3676880222841201E-2,1.2534818941504201E-2,0,0,0,0]
[83,1,7.2407045009784704E-2,0.88845401174168304,3.9138943248532301E-2,0,0,0,0]
[83,2,2.30473751600512E-2,5.24967989756722E-2,0.92445582586427699,0,0,0,0]
[83,3,0,0,0,0,0,0,0]
[83,4,0,0,0,0,0,0,0]
[83,5,0,0,0,0,0,0,0]
[83,6,0,0,0,0,0,0,0]
[84,0,0.95180722891566305,3.2128514056224897E-2,1.60642570281124E-2,0,0,0,0]
[84,1,8.0078125E-2,0.83203125,8.7890625E-2,0,0,0,0]
[84,2,4.2609853528628498E-2,7.72303595206391E-2,0.88015978695073205,0,0,0,0]
[84,3,0,0,0,0,0,0,0]
[84,4,0,0,0,0,0,0,0]
[84,5,0,0,0,0,0,0,0]
[84,6,0,0,0,0,0,0,0]
[85,0,0.94770408163265296,3.8265306122449001E-2,1.4030612244898001E-2,0,0,0,0]
[85,1,4.9212598425196902E-2,0.89960629921259805,5.1181102362204703E-2,0,0,0,0]
[85,2,1.39275766016713E-2,3.2033426183843999E-2,0.95403899721448504,0,0,0,0]
[85,3,0,0,0,0,0,0,0]
[85,4,0,0,0,0,0,0,0]
[85,5,0,0,0,0,0,0,0]
[85,6,0,0,0,0,0,0,0]
[86,0,0.96143958868894597,2.3136246786632401E-2,1.5424164524421601E-2,0,0,0,0]
[86,1,5.0980392156862703E-2,0.89607843137254894,5.29411764705882E-2,0,0,0,0]
[86,2,1.1080332409972299E-2,4.29362880886427E-2,0.945983379501385,0,0,0,0]
[86,3,0,0,0,0,0,0,0]
[86,4,0,0,0,0,0,0,0]
[86,5,0,0,0,0,0,0,0]
[86,6,0,0,0,0,0,0,0]
[87,0,0.94757033248081801,3.4526854219948798E-2,1.7902813299232701E-2,0,0,0,0]
[87,1,6.5217391304347797E-2,0.873517786561265,6.1264822134387401E-2,0,0,0,0]
[87,2,1.6620498614958502E-2,6.5096952908587302E-2,0.91828254847645396,0,0,0,0]
[87,3,0,0,0,0,0,0,0]
[87,4,0,0,0,0,0,0,0]
[87,5,0,0,0,0,0,0,0]
[87,6,0,0,0,0,0,0,0]
[88,0,0.961832061068702,2.54452926208651E-2,1.27226463104326E-2,0,0,0,0]
[88,1,4.4573643410852702E-2,0.91472868217054304,4.0697674418604703E-2,0,0,0,0]
[88,2,1.27118644067797E-2,4.2372881355932202E-2,0.94491525423728795,0,0,0,0]
[88,3,0,0,0,0,0,0,0]
[88,4,0,0,0,0,0,0,0]
[88,5,0,0,0,0,0,0,0]
[88,6,0,0,0,0,0,0,0]
[89,0,0.94670050761421298,3.4263959390862901E-2,1.9035532994923901E-2,0,0,0,0]
[89,1,4.2145593869731802E-2,0.91570881226053602,4.2145593869731802E-2,0,0,0,0]
[89,2,1.7142857142857099E-2,0.05,0.93285714285714305,0,0,0,0]
[89,3,0,0,0,0,0,0,0]
[89,4,0,0,0,0,0,0,0]
[89,5,0,0,0,0,0,0,0]
[89,6,0,0,0,0,0,0,0]
[90,0,0.95769230769230795,3.3333333333333298E-2,8.9743589743589702E-3,0,0,0,0]
[90,1,4.6296296296296301E-2,0.87777777777777799,7.5925925925925897E-2,0,0,0,0]
[90,2,1.8840579710144901E-2,5.3623188405797099E-2,0.92753623188405798,0,0,0,0]
[90,3,0,0,0,0,0,0,0]
[90,4,0,0,0,0,0,0,0]
[90,5,0,0,0,0,0,0,0]
[90,6,0,0,0,0,0,0,0]
[91,0,0.95541401273885396,3.0573248407643298E-2,1.4012738853503201E-2,0,0,0,0]
[91,1,3.7243947858473E-2,0.89944134078212301,6.3314711359404099E-2,0,0,0,0]
[91,2,5.8139534883720903E-3,2.32558139534884E-2,0.97093023255813904,0,0,0,0]
[91,3,0,0,0,0,0,0,0]
[91,4,0,0,0,0,0,0,0]
[91,5,0,0,0,0,0,0,0]
[91,6,0,0,0,0,0,0,0]
[92,0,0.94573643410852704,3.74677002583979E-2,1.6795865633074902E-2,0,0,0,0]
[92,1,2.4856596558317401E-2,0.93499043977055496,4.0152963671128097E-2,0,0,0,0]
[92,2,9.81767180925666E-3,3.0855539971949501E-2,0.95932678821879402,0,0,0,0]
[92,3,0,0,0,0,0,0,0]
[92,4,0,0,0,0,0,0,0]
[92,5,0,0,0,0,0,0,0]
[92,6,0,0,0,0,0,0,0]
[93,0,0.94281914893617003,4.1223404255319097E-2,1.5957446808510599E-2,0,0,0,0]
[93,1,3.8888888888888903E-2,0.88888888888888895,7.2222222222222202E-2,0,0,0,0]
[93,2,1.67130919220056E-2,3.06406685236769E-2,0.95264623955431804,0,0,0,0]
[93,3,0,0,0,0,0,0,0]
[93,4,0,0,0,0,0,0,0]
[93,5,0,0,0,0,0,0,0]
[93,6,0,0,0,0,0,0,0]
[94,0,0.95417789757412397,3.3692722371967701E-2,1.2129380053908401E-2,0,0,0,0]
[94,1,2.6266416510319E-2,0.90431519699812402,6.9418386491557196E-2,0,0,0,0]
[94,2,1.08843537414966E-2,1.7687074829931999E-2,0.97142857142857097,0,0,0,0]
[94,3,0,0,0,0,0,0,0]
[94,4,0,0,0,0,0,0,0]
[94,5,0,0,0,0,0,0,0]
[94,6,0,0,0,0,0,0,0]
[95,0,0.96027397260273994,3.1506849315068503E-2,8.21917808219178E-3,0,0,0,0]
[95,1,1.9230769230769201E-2,0.93653846153846199,4.4230769230769199E-2,0,0,0,0]
[95,2,5.2631578947368403E-3,3.2894736842105303E-2,0.96184210526315805,0,0,0,0]
[95,3,0,0,0,0,0,0,0]
[95,4,0,0,0,0,0,0,0]
[95,5,0,0,0,0,0,0,0]
[95,6,0,0,0,0,0,0,0]
[96,0,0.85454545454545505,8.6713286713286694E-2,5.8741258741258698E-2,0,0,0,0]
[96,1,5.4205607476635498E-2,0.78691588785046696,0.15887850467289699,0,0,0,0]
[96,2,2.23684210526316E-2,7.6315789473684198E-2,0.90131578947368396,0,0,0,0]
[96,3,0,0,0,0,0,0,0]
[96,4,0,0,0,0,0,0,0]
[96,5,0,0,0,0,0,0,0]
[96,6,0,0,0,0,0,0,0]
[97,0,0.95281582952815802,3.0441400304414001E-2,1.6742770167427701E-2,0,0,0,0]
[97,1,2.7726432532347502E-2,0.92051756007393704,5.1756007393715303E-2,0,0,0,0]
[97,2,4.92610837438424E-3,1.6009852216748801E-2,0.97906403940886699,0,0,0,0]
[97,3,0,0,0,0,0,0,0]
[97,4,0,0,0,0,0,0,0]
[97,5,0,0,0,0,0,0,0]
[97,6,0,0,0,0,0,0,0]
[98,0,0.95813953488372094,2.32558139534884E-2,1.8604651162790701E-2,0,0,0,0]
[98,1,2.6365348399246698E-2,0.902071563088512,7.1563088512241094E-2,0,0,0,0]
[98,2,5.99520383693046E-3,1.4388489208633099E-2,0.97961630695443602,0,0,0,0]
[98,3,0,0,0,0,0,0,0]
[98,4,0,0,0,0,0,0,0]
[98,5,0,0,0,0,0,0,0]
[98,6,0,0,0,0,0,0,0]
[99,0,0.92307692307692302,4.5525902668759798E-2,3.1397174254317102E-2,0,0,0,0]
[99,1,2.5691699604743101E-2,0.84584980237154195,0.12845849802371501,0,0,0,0]
[99,2,4.61361014994233E-3,2.5374855824682799E-2,0.97001153402537499,0,0,0,0]
[99,3,0,0,0,0,0,0,0]
[99,4,0,0,0,0,0,0,0]
[99,5,0,0,0,0,0,0,0]
[99,6,0,0,0,0,0,0,0]
[100,0,0.94876033057851195,3.6363636363636397E-2,1.48760330578512E-2,0,0,0,0]
[100,1,2.9227557411273499E-2,0.91440501043841305,5.6367432150313201E-2,0,0,0,0]
[100,2,4.3196544276457903E-3,2.0518358531317501E-2,0.97516198704103696,0,0,0,0]
[100,3,0,0,0,0,0,0,0]
[100,4,0,0,0,0,0,0,0]
[100,5,0,0,0,0,0,0,0]
[100,6,0,0,0,0,0,0,0]
[101,0,0.92736486486486502,4.72972972972973E-2,2.5337837837837801E-2,0,0,0,0]
[101,1,3.1315240083507299E-2,0.88100208768267196,8.7682672233820494E-2,0,0,0,0]
[101,2,3.1948881789137401E-3,2.7689030883919101E-2,0.96911608093716695,0,0,0,0]
[101,3,0,0,0,0,0,0,0]
[101,4,0,0,0,0,0,0,0]
[101,5,0,0,0,0,0,0,0]
[101,6,0,0,0,0,0,0,0]
[102,0,0.89241622574955903,6.5255731922398599E-2,4.2328042328042298E-2,0,0,0,0]
[102,1,4.4117647058823498E-2,0.86134453781512599,9.4537815126050403E-2,0,0,0,0]
[102,2,9.3071354705273994E-3,2.3784901758014499E-2,0.96690796277145796,0,0,0,0]
[102,3,0,0,0,0,0,0,0]
[102,4,0,0,0,0,0,0,0]
[102,5,0,0,0,0,0,0,0]
[102,6,0,0,0,0,0,0,0]
[103,0,0.93097014925373101,4.85074626865672E-2,2.05223880597015E-2,0,0,0,0]
[103,1,2.7659574468085101E-2,0.876595744680851,9.5744680851063801E-2,0,0,0,0]
[103,2,3.9840637450199202E-3,1.9920318725099601E-2,0.97609561752988105,0,0,0,0]
[103,3,0,0,0,0,0,0,0]
[103,4,0,0,0,0,0,0,0]
[103,5,0,0,0,0,0,0,0]
[103,6,0,0,0,0,0,0,0]
[104,0,0.93023255813953498,3.6821705426356599E-2,3.2945736434108502E-2,0,0,0,0]
[104,1,1.52838427947598E-2,0.87554585152838404,0.109170305676856,0,0,0,0]
[104,2,4.8262548262548296E-3,2.12355212355212E-2,0.97393822393822405,0,0,0,0]
[104,3,0,0,0,0,0,0,0]
[104,4,0,0,0,0,0,0,0]
[104,5,0,0,0,0,0,0,0]
[104,6,0,0,0,0,0,0,0]
[105,0,0.93495934959349603,4.2682926829268303E-2,2.23577235772358E-2,0,0,0,0]
[105,1,2.9411764705882401E-2,0.88687782805429904,8.3710407239818999E-2,0,0,0,0]
[105,2,7.4349442379182196E-3,2.7881040892193301E-2,0.96468401486988897,0,0,0,0]
[105,3,0,0,0,0,0,0,0]
[105,4,0,0,0,0,0,0,0]
[105,5,0,0,0,0,0,0,0]
[105,6,0,0,0,0,0,0,0]
[106,0,0.931392931392931,4.3659043659043703E-2,2.4948024948024901E-2,0,0,0,0]
[106,1,2.4830699774266399E-2,0.90067720090293502,7.4492099322799099E-2,0,0,0,0]
[106,2,6.4456721915285503E-3,1.6574585635359101E-2,0.97697974217311201,0,0,0,0]
[106,3,0,0,0,0,0,0,0]
[106,4,0,0,0,0,0,0,0]
[106,5,0,0,0,0,0,0,0]
[106,6,0,0,0,0,0,0,0]
[107,0,0.92703862660944203,5.1502145922746802E-2,2.14592274678112E-2,0,0,0,0]
[107,1,3.1963470319634701E-2,0.86986301369862995,9.8173515981735196E-2,0,0,0,0]
[107,2,7.2332730560578703E-3,2.8933092224231498E-2,0.96383363471971095,0,0,0,0]
[107,3,0,0,0,0,0,0,0]
[107,4,0,0,0,0,0,0,0]
[107,5,0,0,0,0,0,0,0]
[107,6,0,0,0,0,0,0,0]
[108,0,0.89867841409691596,5.5066079295154197E-2,4.62555066079295E-2,0,0,0,0]
[108,1,5.4919908466819198E-2,0.80091533180777996,0.14416475972539999,0,0,0,0]
[108,2,1.51921358355675E-2,3.2171581769436998E-2,0.95263628239499598,0,0,0,0]
[108,3,0,0,0,0,0,0,0]
[108,4,0,0,0,0,0,0,0]
[108,5,0,0,0,0,0,0,0]
[108,6,0,0,0,0,0,0,0]
[109,0,0.93541202672605805,3.7861915367483297E-2,2.6726057906458801E-2,0,0,0,0]
[109,1,2.6763990267639901E-2,0.87347931873479301,9.9756690997566899E-2,0,0,0,0]
[109,2,6.0869565217391303E-3,2.6086956521739101E-2,0.96782608695652195,0,0,0,0]
[109,3,0,0,0,0,0,0,0]
[109,4,0,0,0,0,0,0,0]
[109,5,0,0,0,0,0,0,0]
[109,6,0,0,0,0,0,0,0]
[110,0,0.942922374429224,2.51141552511416E-2,3.1963470319634701E-2,0,0,0,0]
[110,1,1.9704433497536901E-2,0.91379310344827602,6.6502463054187194E-2,0,0,0,0]
[110,2,6.00343053173242E-3,2.4013722126929701E-2,0.96998284734133799,0,0,0,0]
[110,3,0,0,0,0,0,0,0]
[110,4,0,0,0,0,0,0,0]
[110,5,0,0,0,0,0,0,0]
[110,6,0,0,0,0,0,0,0]
[111,0,0.92289719626168198,3.9719626168224297E-2,3.7383177570093497E-2,0,0,0,0]
[111,1,3.4146341463414602E-2,0.85853658536585398,0.107317073170732,0,0,0,0]
[111,2,1.02389078498294E-2,2.2184300341296901E-2,0.96757679180887401,0,0,0,0]
[111,3,0,0,0,0,0,0,0]
[111,4,0,0,0,0,0,0,0]
[111,5,0,0,0,0,0,0,0]
[111,6,0,0,0,0,0,0,0]
[112,0,0.93111638954869402,4.0380047505938203E-2,2.85035629453682E-2,0,0,0,0]
[112,1,2.2784810126582299E-2,0.911392405063291,6.58227848101266E-2,0,0,0,0]
[112,2,1.00502512562814E-2,1.6750418760469E-2,0.97319932998324998,0,0,0,0]
[112,3,0,0,0,0,0,0,0]
[112,4,0,0,0,0,0,0,0]
[112,5,0,0,0,0,0,0,0]
[112,6,0,0,0,0,0,0,0]
[113,0,0.94430992736077501,1.93704600484262E-2,3.6319612590799001E-2,0,0,0,0]
[113,1,2.77078085642317E-2,0.88161209068010105,9.06801007556675E-2,0,0,0,0]
[113,2,0.01,0.02,0.97,0,0,0,0]
[113,3,0,0,0,0,0,0,0]
[113,4,0,0,0,0,0,0,0]
[113,5,0,0,0,0,0,0,0]
[113,6,0,0,0,0,0,0,0]
[114,0,0.876513317191283,7.9903147699757898E-2,4.35835351089588E-2,0,0,0,0]
[114,1,5.4973821989528798E-2,0.75654450261780104,0.18848167539267,0,0,0,0]
[114,2,1.48148148148148E-2,4.1975308641975302E-2,0.94320987654320998,0,0,0,0]
[114,3,0,0,0,0,0,0,0]
[114,4,0,0,0,0,0,0,0]
[114,5,0,0,0,0,0,0,0]
[114,6,0,0,0,0,0,0,0]
[115,0,0.95012468827930197,3.4912718204488803E-2,1.49625935162095E-2,0,0,0,0]
[115,1,3.2171581769436998E-2,0.91420911528150095,5.3619302949061698E-2,0,0,0,0]
[115,2,8.0906148867313891E-3,1.2135922330097099E-2,0.97977346278317201,0,0,0,0]
[115,3,0,0,0,0,0,0,0]
[115,4,0,0,0,0,0,0,0]
[115,5,0,0,0,0,0,0,0]
[115,6,0,0,0,0,0,0,0]
[116,0,0.96029776674938006,2.2332506203473899E-2,1.7369727047146399E-2,0,0,0,0]
[116,1,2.1621621621621599E-2,0.91081081081081094,6.7567567567567599E-2,0,0,0,0]
[116,2,8.0840743734842402E-3,2.1827000808407399E-2,0.97008892481810804,0,0,0,0]
[116,3,0,0,0,0,0,0,0]
[116,4,0,0,0,0,0,0,0]
[116,5,0,0,0,0,0,0,0]
[116,6,0,0,0,0,0,0,0]
[117,0,0.95061728395061695,3.95061728395062E-2,9.8765432098765395E-3,0,0,0,0]
[117,1,4.2895442359249303E-2,0.87399463806970501,8.3109919571045604E-2,0,0,0,0]
[117,2,1.46103896103896E-2,2.8409090909090901E-2,0.95698051948051899,0,0,0,0]
[117,3,0,0,0,0,0,0,0]
[117,4,0,0,0,0,0,0,0]
[117,5,0,0,0,0,0,0,0]
[117,6,0,0,0,0,0,0,0]
[118,0,0.94272076372314995,3.5799522673030999E-2,2.14797136038186E-2,0,0,0,0]
[118,1,1.5915119363395201E-2,0.92307692307692302,6.1007957559681698E-2,0,0,0,0]
[118,2,9.8846787479406895E-3,1.8945634266886301E-2,0.97116968698517303,0,0,0,0]
[118,3,0,0,0,0,0,0,0]
[118,4,0,0,0,0,0,0,0]
[118,5,0,0,0,0,0,0,0]
[118,6,0,0,0,0,0,0,0]
[119,0,0.94915254237288105,3.3898305084745797E-2,1.6949152542372899E-2,0,0,0,0]
[119,1,3.3678756476683898E-2,0.862694300518135,0.10362694300518099,0,0,0,0]
[119,2,6.6061106523534301E-3,2.3947151114781198E-2,0.96944673823286498,0,0,0,0]
[119,3,0,0,0,0,0,0,0]
[119,4,0,0,0,0,0,0,0]
[119,5,0,0,0,0,0,0,0]
[119,6,0,0,0,0,0,0,0]
[120,0,0.92009685230024196,5.0847457627118599E-2,2.9055690072639199E-2,0,0,0,0]
[120,1,5.31914893617021E-2,0.840425531914894,0.10638297872340401,0,0,0,0]
[120,2,1.06470106470106E-2,2.9484029484029499E-2,0.95986895986896004,0,0,0,0]
[120,3,0,0,0,0,0,0,0]
[120,4,0,0,0,0,0,0,0]
[120,5,0,0,0,0,0,0,0]
[120,6,0,0,0,0,0,0,0]
[121,0,0.96852300242130795,1.93704600484262E-2,1.21065375302663E-2,0,0,0,0]
[121,1,3.4852546916890097E-2,0.90348525469168905,6.1662198391420897E-2,0,0,0,0]
[121,2,6.5359477124183E-3,8.9869281045751592E-3,0.98447712418300704,0,0,0,0]
[121,3,0,0,0,0,0,0,0]
[121,4,0,0,0,0,0,0,0]
[121,5,0,0,0,0,0,0,0]
[121,6,0,0,0,0,0,0,0]
[122,0,0.95724465558194805,2.1377672209026099E-2,2.1377672209026099E-2,0,0,0,0]
[122,1,4.49438202247191E-2,0.91853932584269704,3.6516853932584303E-2,0,0,0,0]
[122,2,6.4882400648824E-3,1.4598540145985399E-2,0.97891321978913204,0,0,0,0]
[122,3,0,0,0,0,0,0,0]
[122,4,0,0,0,0,0,0,0]
[122,5,0,0,0,0,0,0,0]
[122,6,0,0,0,0,0,0,0]
[123,0,0.94847775175644,3.0444964871194399E-2,2.1077283372365301E-2,0,0,0,0]
[123,1,3.10734463276836E-2,0.903954802259887,6.4971751412429404E-2,0,0,0,0]
[123,2,4.0683482506102498E-3,1.38323840520749E-2,0.98209926769731504,0,0,0,0]
[123,3,0,0,0,0,0,0,0]
[123,4,0,0,0,0,0,0,0]
[123,5,0,0,0,0,0,0,0]
[123,6,0,0,0,0,0,0,0]
[124,0,0.96437054631829,2.1377672209026099E-2,1.42517814726841E-2,0,0,0,0]
[124,1,1.1428571428571401E-2,0.95714285714285696,3.1428571428571403E-2,0,0,0,0]
[124,2,3.2284100080710201E-3,1.5334947538337401E-2,0.98143664245359197,0,0,0,0]
[124,3,0,0,0,0,0,0,0]
[124,4,0,0,0,0,0,0,0]
[124,5,0,0,0,0,0,0,0]
[124,6,0,0,0,0,0,0,0]
[125,0,0.96376811594202905,2.41545893719807E-2,1.20772946859903E-2,0,0,0,0]
[125,1,2.7548209366391199E-2,0.91460055096418702,5.7851239669421503E-2,0,0,0,0]
[125,2,4.0551500405515001E-3,2.6763990267639901E-2,0.969180859691809,0,0,0,0]
[125,3,0,0,0,0,0,0,0]
[125,4,0,0,0,0,0,0,0]
[125,5,0,0,0,0,0,0,0]
[125,6,0,0,0,0,0,0,0]
[126,0,0.94685990338164305,4.10628019323672E-2,1.20772946859903E-2,0,0,0,0]
[126,1,4.5333333333333302E-2,0.88800000000000001,6.6666666666666693E-2,0,0,0,0]
[126,2,6.5520065520065498E-3,3.35790335790336E-2,0.95986895986896004,0,0,0,0]
[126,3,0,0,0,0,0,0,0]
[126,4,0,0,0,0,0,0,0]
[126,5,0,0,0,0,0,0,0]
[126,6,0,0,0,0,0,0,0]
[127,0,0.95443645083932804,2.8776978417266199E-2,1.67865707434053E-2,0,0,0,0]
[127,1,3.32480818414322E-2,0.91560102301790303,5.1150895140665002E-2,0,0,0,0]
[127,2,3.3277870216306201E-3,2.1630615640599E-2,0.97504159733776996,0,0,0,0]
[127,3,0,0,0,0,0,0,0]
[127,4,0,0,0,0,0,0,0]
[127,5,0,0,0,0,0,0,0]
[127,6,0,0,0,0,0,0,0]
[128,0,0.96626506024096404,2.16867469879518E-2,1.20481927710843E-2,0,0,0,0]
[128,1,3.03030303030303E-2,0.93181818181818199,3.7878787878787901E-2,0,0,0,0]
[128,2,8.3402835696413696E-4,2.3352793994995801E-2,0.97581317764803999,0,0,0,0]
[128,3,0,0,0,0,0,0,0]
[128,4,0,0,0,0,0,0,0]
[128,5,0,0,0,0,0,0,0]
[128,6,0,0,0,0,0,0,0]
[129,0,0.97584541062801899,1.4492753623188401E-2,9.6618357487922701E-3,0,0,0,0]
[129,1,3.4482758620689703E-2,0.92857142857142905,3.6945812807881798E-2,0,0,0,0]
[129,2,5.0420168067226902E-3,2.9411764705882401E-2,0.96554621848739497,0,0,0,0]
[129,3,0,0,0,0,0,0,0]
[129,4,0,0,0,0,0,0,0]
[129,5,0,0,0,0,0,0,0]
[129,6,0,0,0,0,0,0,0]
[130,0,0.96933962264150897,1.6509433962264199E-2,1.41509433962264E-2,0,0,0,0]
[130,1,4.3062200956937802E-2,0.92105263157894701,3.5885167464114798E-2,0,0,0,0]
[130,2,4.2808219178082198E-3,2.6541095890410999E-2,0.96917808219178103,0,0,0,0]
[130,3,0,0,0,0,0,0,0]
[130,4,0,0,0,0,0,0,0]
[130,5,0,0,0,0,0,0,0]
[130,6,0,0,0,0,0,0,0]
[131,0,0.96543778801843305,2.3041474654377898E-2,1.1520737327188901E-2,0,0,0,0]
[131,1,8.9834515366430306E-2,0.86761229314420796,4.2553191489361701E-2,0,0,0,0]
[131,2,2.3417172593234999E-2,7.1118820468343405E-2,0.90546400693842199,0,0,0,0]
[131,3,0,0,0,0,0,0,0]
[131,4,0,0,0,0,0,0,0]
[131,5,0,0,0,0,0,0,0]
[131,6,0,0,0,0,0,0,0]
[132,0,0.92768595041322299,5.16528925619835E-2,2.0661157024793399E-2,0,0,0,0]
[132,1,0.167755991285403,0.76470588235294101,6.7538126361655806E-2,0,0,0,0]
[132,2,3.8425492033739503E-2,0.111527647610122,0.85004686035613897,0,0,0,0]
[132,3,0,0,0,0,0,0,0]
[132,4,0,0,0,0,0,0,0]
[132,5,0,0,0,0,0,0,0]
[132,6,0,0,0,0,0,0,0]
[133,0,0.97530864197530898,1.2345679012345699E-2,1.2345679012345699E-2,0,0,0,0]
[133,1,6.8686868686868699E-2,0.89696969696969697,3.4343434343434301E-2,0,0,0,0]
[133,2,8.4388185654008397E-3,4.3248945147679303E-2,0.94831223628691996,0,0,0,0]
[133,3,0,0,0,0,0,0,0]
[133,4,0,0,0,0,0,0,0]
[133,5,0,0,0,0,0,0,0]
[133,6,0,0,0,0,0,0,0]
[134,0,0.97478991596638698,2.0168067226890799E-2,5.0420168067226902E-3,0,0,0,0]
[134,1,6.0975609756097601E-2,0.92073170731707299,1.8292682926829298E-2,0,0,0,0]
[134,2,1.19176598049837E-2,7.2589382448537396E-2,0.91549295774647899,0,0,0,0]
[134,3,0,0,0,0,0,0,0]
[134,4,0,0,0,0,0,0,0]
[134,5,0,0,0,0,0,0,0]
[134,6,0,0,0,0,0,0,0]
[135,0,0.96296296296296302,2.7375201288244801E-2,9.6618357487922701E-3,0,0,0,0]
[135,1,9.9624060150375907E-2,0.88157894736842102,1.8796992481203E-2,0,0,0,0]
[135,2,2.9171528588098E-2,9.9183197199533293E-2,0.87164527421236904,0,0,0,0]
[135,3,0,0,0,0,0,0,0]
[135,4,0,0,0,0,0,0,0]
[135,5,0,0,0,0,0,0,0]
[135,6,0,0,0,0,0,0,0]
[136,0,0.976331360946746,1.3313609467455601E-2,1.03550295857988E-2,0,0,0,0]
[136,1,0.11208406304728501,0.86690017513134898,2.1015761821366E-2,0,0,0,0]
[136,2,6.55307994757536E-3,8.2568807339449504E-2,0.91087811271297503,0,0,0,0]
[136,3,0,0,0,0,0,0,0]
[136,4,0,0,0,0,0,0,0]
[136,5,0,0,0,0,0,0,0]
[136,6,0,0,0,0,0,0,0]
[137,0,0.98216735253772303,1.37174211248285E-2,4.11522633744856E-3,0,0,0,0]
[137,1,0.13932980599647299,0.83774250440917097,2.2927689594356301E-2,0,0,0,0]
[137,2,3.3613445378151301E-2,0.10784313725490199,0.85854341736694695,0,0,0,0]
[137,3,0,0,0,0,0,0,0]
[137,4,0,0,0,0,0,0,0]
[137,5,0,0,0,0,0,0,0]
[137,6,0,0,0,0,0,0,0]
[138,0,0.96947496947496903,1.9536019536019501E-2,1.0989010989011E-2,0,0,0,0]
[138,1,0.25088967971530302,0.72064056939501797,2.84697508896797E-2,0,0,0,0]
[138,2,8.2670906200318001E-2,0.162162162162162,0.75516693163752002,0,0,0,0]
[138,3,0,0,0,0,0,0,0]
[138,4,0,0,0,0,0,0,0]
[138,5,0,0,0,0,0,0,0]
[138,6,0,0,0,0,0,0,0]
[139,0,0.98480243161094205,1.1144883485309001E-2,4.0526849037487303E-3,0,0,0,0]
[139,1,0.21414913957935,0.75908221797323105,2.6768642447418702E-2,0,0,0,0]
[139,2,4.3999999999999997E-2,0.13800000000000001,0.81799999999999995,0,0,0,0]
[139,3,0,0,0,0,0,0,0]
[139,4,0,0,0,0,0,0,0]
[139,5,0,0,0,0,0,0,0]
[139,6,0,0,0,0,0,0,0]
[140,0,0.97016274864376095,1.7179023508137398E-2,1.26582278481013E-2,0,0,0,0]
[140,1,0.182389937106918,0.79454926624737898,2.3060796645702299E-2,0,0,0,0]
[140,2,4.91803278688525E-2,0.13817330210772799,0.812646370023419,0,0,0,0]
[140,3,0,0,0,0,0,0,0]
[140,4,0,0,0,0,0,0,0]
[140,5,0,0,0,0,0,0,0]
[140,6,0,0,0,0,0,0,0]
[141,0,0.98137171888230301,1.2701100762066E-2,5.9271803556308197E-3,0,0,0,0]
[141,1,0.20568927789934399,0.76586433260393905,2.8446389496717701E-2,0,0,0,0]
[141,2,8.0645161290322606E-2,0.18010752688171999,0.739247311827957,0,0,0,0]
[141,3,0,0,0,0,0,0,0]
[141,4,0,0,0,0,0,0,0]
[141,5,0,0,0,0,0,0,0]
[141,6,0,0,0,0,0,0,0]
[142,0,0.98986749805144203,7.0148090413094302E-3,3.11769290724864E-3,0,0,0,0]
[142,1,0.19907407407407399,0.78472222222222199,1.6203703703703699E-2,0,0,0,0]
[142,2,6.1016949152542403E-2,0.132203389830508,0.80677966101694898,0,0,0,0]
[142,3,0,0,0,0,0,0,0]
[142,4,0,0,0,0,0,0,0]
[142,5,0,0,0,0,0,0,0]
[142,6,0,0,0,0,0,0,0]
[143,0,0.97962154294032,1.6739446870451199E-2,3.6390101892285298E-3,0,0,0,0]
[143,1,0.19896640826873399,0.79586563307493496,5.1679586563307496E-3,0,0,0,0]
[143,2,6.4257028112449793E-2,0.16465863453815299,0.77108433734939796,0,0,0,0]
[143,3,0,0,0,0,0,0,0]
[143,4,0,0,0,0,0,0,0]
[143,5,0,0,0,0,0,0,0]
[143,6,0,0,0,0,0,0,0]
[144,0,0.98123697011813804,1.52883947185546E-2,3.4746351633078501E-3,0,0,0,0]
[144,1,0.30107526881720398,0.67473118279569899,2.4193548387096801E-2,0,0,0,0]
[144,2,9.5477386934673406E-2,0.25628140703517599,0.64824120603015101,0,0,0,0]
[144,3,0,0,0,0,0,0,0]
[144,4,0,0,0,0,0,0,0]
[144,5,0,0,0,0,0,0,0]
[144,6,0,0,0,0,0,0,0]

{"sheet":"tpm3_wd","index":11,"n_rows":1018,"n_cols":9,"rows_kept":1018,"cut":false,"hidden":false,"merged":[]}
[{"$f":"tpm1_wd!A1","v":"Active Occupancy Model"}]
[]
[{"$f":"tpm1_wd!A3","v":"Transition Probability Matrix"}]
[]
["Three resident house"]
["Weekday"]
[]
[]
[]
[{"$f":"tpm1_wd!A10","v":"Ten minute period number"},{"$f":"tpm1_wd!B10","v":"Active occupant count in time period"},{"$f":"tpm1_wd!C10","v":"Probability of transition to zero active occupants in next time period"},{"$f":"tpm1_wd!D10","v":"Probability of transition to one active occupant in next time period"},{"$f":"tpm1_wd!E10","v":"Probability of transition to two active occupants in next time period"},{"$f":"tpm1_wd!F10","v":"Probability of transition to three active occupants in next time period"},{"$f":"tpm1_wd!G10","v":"Probability of transition to four active occupants in next time period"},{"$f":"tpm1_wd!H10","v":"Probability of transition to five active occupants in next time period"},{"$f":"tpm1_wd!I10","v":"Probability of transition to six active occupants in next time period"}]
[1,0,0.98069498069498096,1.9305019305019301E-2,0,0,0,0,0]
[1,1,0.246153846153846,0.74615384615384595,7.6923076923076901E-3,0,0,0,0]
[1,2,0.1,0.233333333333333,0.63333333333333297,3.3333333333333298E-2,0,0,0]
[1,3,0,0.11111111111111099,0.44444444444444398,0.44444444444444398,0,0,0]
[1,4,0,0,0,0,0,0,0]
[1,5,0,0,0,0,0,0,0]
[1,6,0,0,0,0,0,0,0]
[2,0,0.99815837937384899,1.8416206261510099E-3,0,0,0,0,0]
[2,1,0.173913043478261,0.81739130434782603,8.6956521739130401E-3,0,0,0,0]
[2,2,0,0.29166666666666702,0.70833333333333304,0,0,0,0]
[2,3,0,0,0.2,0.8,0,0,0]
[2,4,0,0,0,0,0,0,0]
[2,5,0,0,0,0,0,0,0]
[2,6,0,0,0,0,0,0,0]
[3,0,0.99110320284697495,8.8967971530249101E-3,0,0,0,0,0]
[3,1,0.18627450980392199,0.79411764705882304,1.9607843137254902E-2,0,0,0,0]
[3,2,0.105263157894737,0.21052631578947401,0.68421052631578905,0,0,0,0]
[3,3,0,0,0.25,0.75,0,0,0]
[3,4,0,0,0,0,0,0,0]
[3,5,0,0,0,0,0,0,0]
[3,6,0,0,0,0,0,0,0]
[4,0,0.991349480968858,8.6505190311418692E-3,0,0,0,0,0]
[4,1,0.14444444444444399,0.85555555555555596,0,0,0,0,0]
[4,2,0.125,0.25,0.625,0,0,0,0]
[4,3,0,0,0.66666666666666696,0.33333333333333298,0,0,0]
[4,4,0,0,0,0,0,0,0]
[4,5,0,0,0,0,0,0,0]
[4,6,0,0,0,0,0,0,0]
[5,0,0.99489795918367396,1.70068027210884E-3,3.40136054421769E-3,0,0,0,0]
[5,1,0.186046511627907,0.80232558139534904,1.16279069767442E-2,0,0,0,0]
[5,2,8.3333333333333301E-2,0.33333333333333298,0.58333333333333304,0,0,0,0]
[5,3,0,0,0,1,0,0,0]
[5,4,0,0,0,0,0,0,0]
[5,5,0,0,0,0,0,0,0]
[5,6,0,0,0,0,0,0,0]
[6,0,0.99335548172757504,6.6445182724252502E-3,0,0,0,0,0]
[6,1,0.40540540540540498,0.56756756756756799,2.7027027027027001E-2,0,0,0,0]
[6,2,0.1,0.5,0.4,0,0,0,0]
[6,3,0,0,1,0,0,0,0]
[6,4,0,0,0,0,0,0,0]
[6,5,0,0,0,0,0,0,0]
[6,6,0,0,0,0,0,0,0]
[7,0,0.99046104928457901,9.5389507154212995E-3,0,0,0,0,0]
[7,1,0.19607843137254899,0.80392156862745101,0,0,0,0,0]
[7,2,0,0.42857142857142899,0.57142857142857095,0,0,0,0]
[7,3,0,0,0,0,0,0,0]
[7,4,0,0,0,0,0,0,0]
[7,5,0,0,0,0,0,0,0]
[7,6,0,0,0,0,0,0,0]
[8,0,0.99526066350710896,4.739336492891E-3,0,0,0,0,0]
[8,1,0.32,0.64,0.04,0,0,0,0]
[8,2,0,0.25,0.75,0,0,0,0]
[8,3,0,0,0,0,0,0,0]
[8,4,0,0,0,0,0,0,0]
[8,5,0,0,0,0,0,0,0]
[8,6,0,0,0,0,0,0,0]
[9,0,0.99845201238390102,0,1.54798761609907E-3,0,0,0,0]
[9,1,0.13888888888888901,0.86111111111111105,0,0,0,0,0]
[9,2,0.2,0,0.8,0,0,0,0]
[9,3,0,0,0,0,0,0,0]
[9,4,0,0,0,0,0,0,0]
[9,5,0,0,0,0,0,0,0]
[9,6,0,0,0,0,0,0,0]
[10,0,0.998463901689708,1.53609831029186E-3,0,0,0,0,0]
[10,1,0.225806451612903,0.77419354838709697,0,0,0,0,0]
[10,2,0.2,0,0.8,0,0,0,0]
[10,3,0,0,0,0,0,0,0]
[10,4,0,0,0,0,0,0,0]
[10,5,0,0,0,0,0,0,0]
[10,6,0,0,0,0,0,0,0]
[11,0,0.99240121580547103,7.5987841945288799E-3,0,0,0,0,0]
[11,1,0.04,0.96,0,0,0,0,0]
[11,2,0,0.25,0.75,0,0,0,0]
[11,3,0,0,0,0,0,0,0]
[11,4,0,0,0,0,0,0,0]
[11,5,0,0,0,0,0,0,0]
[11,6,0,0,0,0,0,0,0]
[12,0,0.99694189602446504,3.05810397553517E-3,0,0,0,0,0]
[12,1,0.3,0.7,0,0,0,0,0]
[12,2,0,0.33333333333333298,0.66666666666666696,0,0,0,0]
[12,3,0,0,0,0,0,0,0]
[12,4,0,0,0,0,0,0,0]
[12,5,0,0,0,0,0,0,0]
[12,6,0,0,0,0,0,0,0]
[13,0,0.99697428139183097,3.0257186081694399E-3,0,0,0,0,0]
[13,1,0.16666666666666699,0.83333333333333304,0,0,0,0,0]
[13,2,0,1,0,0,0,0,0]
[13,3,0,0,0,0,0,0,0]
[13,4,0,0,0,0,0,0,0]
[13,5,0,0,0,0,0,0,0]
[13,6,0,0,0,0,0,0,0]
[14,0,0.99245852187028705,7.5414781297134196E-3,0,0,0,0,0]
[14,1,0,1,0,0,0,0,0]
[14,2,0,0,0,0,0,0,0]
[14,3,0,0,0,0,0,0,0]
[14,4,0,0,0,0,0,0,0]
[14,5,0,0,0,0,0,0,0]
[14,6,0,0,0,0,0,0,0]
[15,0,0.99696048632218803,3.0395136778115501E-3,0,0,0,0,0]
[15,1,0.20689655172413801,0.79310344827586199,0,0,0,0,0]
[15,2,0,0,0,0,0,0,0]
[15,3,0,0,0,0,0,0,0]
[15,4,0,0,0,0,0,0,0]
[15,5,0,0,0,0,0,0,0]
[15,6,0,0,0,0,0,0,0]
[16,0,0.99848942598187296,1.51057401812689E-3,0,0,0,0,0]
[16,1,0.28000000000000003,0.72,0,0,0,0,0]
[16,2,0,0,0,0,0,0,0]
[16,3,0,0,0,0,0,0,0]
[16,4,0,0,0,0,0,0,0]
[16,5,0,0,0,0,0,0,0]
[16,6,0,0,0,0,0,0,0]
[17,0,0.99101796407185605,7.4850299401197596E-3,1.49700598802395E-3,0,0,0,0]
[17,1,0.21052631578947401,0.73684210526315796,5.2631578947368397E-2,0,0,0,0]
[17,2,0,0,0,0,0,0,0]
[17,3,0,0,0,0,0,0,0]
[17,4,0,0,0,0,0,0,0]
[17,5,0,0,0,0,0,0,0]
[17,6,0,0,0,0,0,0,0]
[18,0,0.99249249249249305,7.50750750750751E-3,0,0,0,0,0]
[18,1,5.2631578947368397E-2,0.94736842105263197,0,0,0,0,0]
[18,2,0,0.5,0.5,0,0,0,0]
[18,3,0,0,0,0,0,0,0]
[18,4,0,0,0,0,0,0,0]
[18,5,0,0,0,0,0,0,0]
[18,6,0,0,0,0,0,0,0]
[19,0,1,0,0,0,0,0,0]
[19,1,0.125,0.875,0,0,0,0,0]
[19,2,1,0,0,0,0,0,0]
[19,3,0,0,0,0,0,0,0]
[19,4,0,0,0,0,0,0,0]
[19,5,0,0,0,0,0,0,0]
[19,6,0,0,0,0,0,0,0]
[20,0,0.99249249249249305,7.50750750750751E-3,0,0,0,0,0]
[20,1,0.238095238095238,0.76190476190476197,0,0,0,0,0]
[20,2,0,0,0,0,0,0,0]
[20,3,0,0,0,0,0,0,0]
[20,4,0,0,0,0,0,0,0]
[20,5,0,0,0,0,0,0,0]
[20,6,0,0,0,0,0,0,0]
[21,0,0.99699699699699695,3.0030030030029999E-3,0,0,0,0,0]
[21,1,0.14285714285714299,0.80952380952380998,4.7619047619047603E-2,0,0,0,0]
[21,2,0,0,0,0,0,0,0]
[21,3,0,0,0,0,0,0,0]
[21,4,0,0,0,0,0,0,0]
[21,5,0,0,0,0,0,0,0]
[21,6,0,0,0,0,0,0,0]
[22,0,0.99400299850075002,5.9970014992503703E-3,0,0,0,0,0]
[22,1,0.157894736842105,0.84210526315789502,0,0,0,0,0]
[22,2,0,1,0,0,0,0,0]
[22,3,0,0,0,0,0,0,0]
[22,4,0,0,0,0,0,0,0]
[22,5,0,0,0,0,0,0,0]
[22,6,0,0,0,0,0,0,0]
[23,0,0.99849849849849803,0,1.5015015015015E-3,0,0,0,0]
[23,1,0.28571428571428598,0.71428571428571397,0,0,0,0,0]
[23,2,0,0,0,0,0,0,0]
[23,3,0,0,0,0,0,0,0]
[23,4,0,0,0,0,0,0,0]
[23,5,0,0,0,0,0,0,0]
[23,6,0,0,0,0,0,0,0]
[24,0,0.97913561847988095,1.9374068554396402E-2,1.4903129657228001E-3,0,0,0,0]
[24,1,0.8,0.133333333333333,6.6666666666666693E-2,0,0,0,0]
[24,2,1,0,0,0,0,0,0]
[24,3,0,0,0,0,0,0,0]
[24,4,0,0,0,0,0,0,0]
[24,5,0,0,0,0,0,0,0]
[24,6,0,0,0,0,0,0,0]
[25,0,0.99552238805970195,4.4776119402985103E-3,0,0,0,0,0]
[25,1,0.133333333333333,0.86666666666666703,0,0,0,0,0]
[25,2,0.5,0,0.5,0,0,0,0]
[25,3,0,0,0,0,0,0,0]
[25,4,0,0,0,0,0,0,0]
[25,5,0,0,0,0,0,0,0]
[25,6,0,0,0,0,0,0,0]
[26,0,0.991044776119403,8.9552238805970207E-3,0,0,0,0,0]
[26,1,0.1875,0.8125,0,0,0,0,0]
[26,2,0,1,0,0,0,0,0]
[26,3,0,0,0,0,0,0,0]
[26,4,0,0,0,0,0,0,0]
[26,5,0,0,0,0,0,0,0]
[26,6,0,0,0,0,0,0,0]
[27,0,0.99100449775112398,8.9955022488755598E-3,0,0,0,0,0]
[27,1,0.2,0.75,0.05,0,0,0,0]
[27,2,0,0,0,0,0,0,0]
[27,3,0,0,0,0,0,0,0]
[27,4,0,0,0,0,0,0,0]
[27,5,0,0,0,0,0,0,0]
[27,6,0,0,0,0,0,0,0]
[28,0,0.99248120300751896,7.5187969924812E-3,0,0,0,0,0]
[28,1,0.33333333333333298,0.66666666666666696,0,0,0,0,0]
[28,2,0,1,0,0,0,0,0]
[28,3,0,0,0,0,0,0,0]
[28,4,0,0,0,0,0,0,0]
[28,5,0,0,0,0,0,0,0]
[28,6,0,0,0,0,0,0,0]
[29,0,0.98200899550224896,1.64917541229385E-2,1.49925037481259E-3,0,0,0,0]
[29,1,0.3,0.65,0.05,0,0,0,0]
[29,2,0,0,0,0,0,0,0]
[29,3,0,0,0,0,0,0,0]
[29,4,0,0,0,0,0,0,0]
[29,5,0,0,0,0,0,0,0]
[29,6,0,0,0,0,0,0,0]
[30,0,0.97428139183055995,2.1180030257186101E-2,4.5385779122541596E-3,0,0,0,0]
[30,1,0.125,0.83333333333333304,4.1666666666666699E-2,0,0,0,0]
[30,2,0,1,0,0,0,0,0]
[30,3,0,0,0,0,0,0,0]
[30,4,0,0,0,0,0,0,0]
[30,5,0,0,0,0,0,0,0]
[30,6,0,0,0,0,0,0,0]
[31,0,0.97990726429675401,2.0092735703245799E-2,0,0,0,0,0]
[31,1,0.25,0.69444444444444398,5.5555555555555601E-2,0,0,0,0]
[31,2,0.25,0,0.75,0,0,0,0]
[31,3,0,0,0,0,0,0,0]
[31,4,0,0,0,0,0,0,0]
[31,5,0,0,0,0,0,0,0]
[31,6,0,0,0,0,0,0,0]
[32,0,0.97826086956521696,2.1739130434782601E-2,0,0,0,0,0]
[32,1,0.18421052631578899,0.76315789473684204,5.2631578947368397E-2,0,0,0,0]
[32,2,0,0.2,0.8,0,0,0,0]
[32,3,0,0,0,0,0,0,0]
[32,4,0,0,0,0,0,0,0]
[32,5,0,0,0,0,0,0,0]
[32,6,0,0,0,0,0,0,0]
[33,0,0.97331240188383095,2.6687598116169501E-2,0,0,0,0,0]
[33,1,0.25,0.68181818181818199,6.8181818181818205E-2,0,0,0,0]
[33,2,0,0.33333333333333298,0.66666666666666696,0,0,0,0]
[33,3,0,0,0,0,0,0,0]
[33,4,0,0,0,0,0,0,0]
[33,5,0,0,0,0,0,0,0]
[33,6,0,0,0,0,0,0,0]
[34,0,0.97305863708399398,2.3771790808240899E-2,3.1695721077654501E-3,0,0,0,0]
[34,1,0.102040816326531,0.83673469387755095,6.1224489795918401E-2,0,0,0,0]
[34,2,0,0.28571428571428598,0.42857142857142899,0.28571428571428598,0,0,0]
[34,3,0,0,0,0,0,0,0]
[34,4,0,0,0,0,0,0,0]
[34,5,0,0,0,0,0,0,0]
[34,6,0,0,0,0,0,0,0]
[35,0,0.95638126009693103,4.3618739903069498E-2,0,0,0,0,0]
[35,1,0.18965517241379301,0.77586206896551702,3.4482758620689703E-2,0,0,0,0]
[35,2,0.125,0.125,0.75,0,0,0,0]
[35,3,0,0,0,1,0,0,0]
[35,4,0,0,0,0,0,0,0]
[35,5,0,0,0,0,0,0,0]
[35,6,0,0,0,0,0,0,0]
[36,0,0.90562913907284803,8.6092715231788103E-2,8.2781456953642408E-3,0,0,0,0]
[36,1,0.164383561643836,0.73972602739726001,9.5890410958904104E-2,0,0,0,0]
[36,2,0,0.125,0.875,0,0,0,0]
[36,3,0,0,0.5,0.5,0,0,0]
[36,4,0,0,0,0,0,0,0]
[36,5,0,0,0,0,0,0,0]
[36,6,0,0,0,0,0,0,0]
[37,0,0.93559928443649398,5.9033989266547397E-2,5.3667262969588504E-3,0,0,0,0]
[37,1,0.121495327102804,0.79439252336448596,8.4112149532710304E-2,0,0,0,0]
[37,2,0.05,0.15,0.8,0,0,0,0]
[37,3,0,0,0,1,0,0,0]
[37,4,0,0,0,0,0,0,0]
[37,5,0,0,0,0,0,0,0]
[37,6,0,0,0,0,0,0,0]
[38,0,0.93296089385474901,6.3314711359404099E-2,3.7243947858472998E-3,0,0,0,0]
[38,1,0.11570247933884301,0.79338842975206603,8.2644628099173598E-2,8.2644628099173608E-3,0,0,0]
[38,2,0,0.14285714285714299,0.75,0.107142857142857,0,0,0]
[38,3,0,0,0,1,0,0,0]
[38,4,0,0,0,0,0,0,0]
[38,5,0,0,0,0,0,0,0]
[38,6,0,0,0,0,0,0,0]
[39,0,0.86601941747572797,0.11262135922330101,1.5533980582524301E-2,5.8252427184466004E-3,0,0,0]
[39,1,0.104477611940299,0.74626865671641796,0.14179104477611901,7.4626865671641798E-3,0,0,0]
[39,2,6.0606060606060601E-2,0.15151515151515199,0.75757575757575801,3.03030303030303E-2,0,0,0]
[39,3,0,0,0.4,0.6,0,0,0]
[39,4,0,0,0,0,0,0,0]
[39,5,0,0,0,0,0,0,0]
[39,6,0,0,0,0,0,0,0]
[40,0,0.88744588744588704,0.108225108225108,4.3290043290043299E-3,0,0,0,0]
[40,1,4.2944785276073601E-2,0.80981595092024505,0.128834355828221,1.84049079754601E-2,0,0,0]
[40,2,5.5555555555555601E-2,9.2592592592592601E-2,0.79629629629629595,5.5555555555555601E-2,0,0,0]
[40,3,0,0,0,1,0,0,0]
[40,4,0,0,0,0,0,0,0]
[40,5,0,0,0,0,0,0,0]
[40,6,0,0,0,0,0,0,0]
[41,0,0.87619047619047596,0.10952380952381,1.1904761904761901E-2,2.3809523809523799E-3,0,0,0]
[41,1,7.4866310160427801E-2,0.75935828877005396,0.16042780748663099,5.3475935828877002E-3,0,0,0]
[41,2,4.5454545454545497E-2,0.18181818181818199,0.66666666666666696,0.10606060606060599,0,0,0]
[41,3,0,0,0.28571428571428598,0.71428571428571397,0,0,0]
[41,4,0,0,0,0,0,0,0]
[41,5,0,0,0,0,0,0,0]
[41,6,0,0,0,0,0,0,0]
[42,0,0.69090909090909103,0.22077922077922099,7.2727272727272696E-2,1.55844155844156E-2,0,0,0]
[42,1,0.13500000000000001,0.58499999999999996,0.23499999999999999,4.4999999999999998E-2,0,0,0]
[42,2,1.20481927710843E-2,0.108433734939759,0.66265060240963902,0.21686746987951799,0,0,0]
[42,3,5.2631578947368397E-2,5.2631578947368397E-2,0.105263157894737,0.78947368421052599,0,0,0]
[42,4,0,0,0,0,0,0,0]
[42,5,0,0,0,0,0,0,0]
[42,6,0,0,0,0,0,0,0]
[43,0,0.77966101694915302,0.189830508474576,3.0508474576271202E-2,0,0,0,0]
[43,1,5.6603773584905703E-2,0.74528301886792403,0.18396226415094299,1.41509433962264E-2,0,0,0]
[43,2,7.5757575757575803E-3,0.11363636363636399,0.810606060606061,6.8181818181818205E-2,0,0,0]
[43,3,0,2.0833333333333301E-2,0.104166666666667,0.875,0,0,0]
[43,4,0,0,0,0,0,0,0]
[43,5,0,0,0,0,0,0,0]
[43,6,0,0,0,0,0,0,0]
[44,0,0.85185185185185197,0.12757201646090499,2.0576131687242798E-2,0,0,0,0]
[44,1,3.4782608695652202E-2,0.74347826086956503,0.2,2.1739130434782601E-2,0,0,0]
[44,2,0,0.13750000000000001,0.76249999999999996,0.1,0,0,0]
[44,3,0,1.85185185185185E-2,0.11111111111111099,0.87037037037037002,0,0,0]
[44,4,0,0,0,0,0,0,0]
[44,5,0,0,0,0,0,0,0]
[44,6,0,0,0,0,0,0,0]
[45,0,0.748837209302326,0.21860465116279101,3.25581395348837E-2,0,0,0,0]
[45,1,7.1111111111111097E-2,0.66222222222222205,0.24888888888888899,1.7777777777777799E-2,0,0,0]
[45,2,2.23463687150838E-2,8.9385474860335198E-2,0.73743016759776503,0.15083798882681601,0,0,0]
[45,3,2.9411764705882401E-2,4.4117647058823498E-2,0.161764705882353,0.76470588235294101,0,0,0]
[45,4,0,0,0,0,0,0,0]
[45,5,0,0,0,0,0,0,0]
[45,6,0,0,0,0,0,0,0]
[46,0,0.84699453551912596,0.12021857923497301,2.1857923497267801E-2,1.0928961748633901E-2,0,0,0]
[46,1,8.8372093023255799E-2,0.72558139534883703,0.167441860465116,1.8604651162790701E-2,0,0,0]
[46,2,9.7087378640776708E-3,9.7087378640776698E-2,0.81553398058252402,7.7669902912621394E-2,0,0,0]
[46,3,1.20481927710843E-2,4.81927710843374E-2,0.156626506024096,0.78313253012048201,0,0,0]
[46,4,0,0,0,0,0,0,0]
[46,5,0,0,0,0,0,0,0]
[46,6,0,0,0,0,0,0,0]
[47,0,0.88700564971751406,9.6045197740112997E-2,1.6949152542372899E-2,0,0,0,0]
[47,1,0.118811881188119,0.70792079207920799,0.16336633663366301,9.9009900990098994E-3,0,0,0]
[47,2,3.6199095022624403E-2,0.15384615384615399,0.72850678733031704,8.1447963800904993E-2,0,0,0]
[47,3,0,5.7471264367816098E-2,0.20689655172413801,0.73563218390804597,0,0,0]
[47,4,0,0,0,0,0,0,0]
[47,5,0,0,0,0,0,0,0]
[47,6,0,0,0,0,0,0,0]
[48,0,0.74074074074074103,0.23280423280423301,2.6455026455026499E-2,0,0,0,0]
[48,1,8.5427135678391997E-2,0.73869346733668295,0.15577889447236201,2.01005025125628E-2,0,0,0]
[48,2,2.32558139534884E-2,0.162790697674419,0.71162790697674405,0.102325581395349,0,0,0]
[48,3,1.1904761904761901E-2,8.3333333333333301E-2,0.214285714285714,0.69047619047619002,0,0,0]
[48,4,0,0,0,0,0,0,0]
[48,5,0,0,0,0,0,0,0]
[48,6,0,0,0,0,0,0,0]
[49,0,0.88957055214723901,8.5889570552147201E-2,2.4539877300613501E-2,0,0,0,0]
[49,1,0.13304721030042899,0.78111587982832598,7.2961373390557901E-2,1.28755364806867E-2,0,0,0]
[49,2,5.3140096618357502E-2,0.14975845410628,0.74879227053140096,4.8309178743961401E-2,0,0,0]
[49,3,0,5.95238095238095E-2,0.202380952380952,0.73809523809523803,0,0,0]
[49,4,0,0,0,0,0,0,0]
[49,5,0,0,0,0,0,0,0]
[49,6,0,0,0,0,0,0,0]
[50,0,0.93048128342245995,6.9518716577540093E-2,0,0,0,0,0]
[50,1,0.16810344827586199,0.75,8.18965517241379E-2,0,0,0,0]
[50,2,9.3264248704663197E-2,0.19689119170984501,0.69430051813471505,1.55440414507772E-2,0,0,0]
[50,3,1.3333333333333299E-2,5.3333333333333302E-2,0.24,0.69333333333333302,0,0,0]
[50,4,0,0,0,0,0,0,0]
[50,5,0,0,0,0,0,0,0]
[50,6,0,0,0,0,0,0,0]
[51,0,0.89655172413793105,9.9137931034482804E-2,4.3103448275862103E-3,0,0,0,0]
[51,1,0.18777292576419199,0.74235807860262004,6.9868995633187797E-2,0,0,0,0]
[51,2,0.105263157894737,0.22222222222222199,0.63742690058479501,3.5087719298245598E-2,0,0,0]
[51,3,9.0909090909090898E-2,0.18181818181818199,0.34545454545454501,0.381818181818182,0,0,0]
[51,4,0,0,0,0,0,0,0]
[51,5,0,0,0,0,0,0,0]
[51,6,0,0,0,0,0,0,0]
[52,0,0.94525547445255498,5.47445255474453E-2,0,0,0,0,0]
[52,1,0.19917012448132801,0.73858921161825697,4.9792531120331898E-2,1.2448132780083001E-2,0,0,0]
[52,2,0.13793103448275901,0.18620689655172401,0.63448275862069003,4.13793103448276E-2,0,0,0]
[52,3,0.11111111111111099,7.4074074074074098E-2,0.22222222222222199,0.592592592592593,0,0,0]
[52,4,0,0,0,0,0,0,0]
[52,5,0,0,0,0,0,0,0]
[52,6,0,0,0,0,0,0,0]
[53,0,0.93636363636363595,6.3636363636363602E-2,0,0,0,0,0]
[53,1,0.19819819819819801,0.75225225225225201,4.9549549549549599E-2,0,0,0,0]
[53,2,0.13636363636363599,0.24545454545454501,0.59090909090909105,2.7272727272727299E-2,0,0,0]
[53,3,0,0.2,0.24,0.56000000000000005,0,0,0]
[53,4,0,0,0,0,0,0,0]
[53,5,0,0,0,0,0,0,0]
[53,6,0,0,0,0,0,0,0]
[54,0,0.86141304347826098,0.116847826086957,2.1739130434782601E-2,0,0,0,0]
[54,1,8.6363636363636406E-2,0.82727272727272705,8.6363636363636406E-2,0,0,0,0]
[54,2,1.21951219512195E-2,0.134146341463415,0.84146341463414598,1.21951219512195E-2,0,0,0]
[54,3,0,0,5.8823529411764698E-2,0.94117647058823495,0,0,0]
[54,4,0,0,0,0,0,0,0]
[54,5,0,0,0,0,0,0,0]
[54,6,0,0,0,0,0,0,0]
[55,0,0.88427299703264095,0.103857566765579,1.18694362017804E-2,0,0,0,0]
[55,1,8.4745762711864403E-2,0.855932203389831,5.93220338983051E-2,0,0,0,0]
[55,2,1.03092783505155E-2,5.1546391752577303E-2,0.87628865979381398,6.18556701030928E-2,0,0,0]
[55,3,0,0,5.8823529411764698E-2,0.94117647058823495,0,0,0]
[55,4,0,0,0,0,0,0,0]
[55,5,0,0,0,0,0,0,0]
[55,6,0,0,0,0,0,0,0]
[56,0,0.94043887147335403,5.9561128526645801E-2,0,0,0,0,0]
[56,1,7.43801652892562E-2,0.87190082644628097,5.3719008264462798E-2,0,0,0,0]
[56,2,2.8846153846153799E-2,0.125,0.81730769230769196,2.8846153846153799E-2,0,0,0]
[56,3,0,4.5454545454545497E-2,0.13636363636363599,0.81818181818181801,0,0,0]
[56,4,0,0,0,0,0,0,0]
[56,5,0,0,0,0,0,0,0]
[56,6,0,0,0,0,0,0,0]
[57,0,0.92834890965732098,7.1651090342679094E-2,0,0,0,0,0]
[57,1,8.6065573770491802E-2,0.87704918032786905,3.6885245901639302E-2,0,0,0,0]
[57,2,0,0.13861386138613899,0.86138613861386104,0,0,0,0]
[57,3,0,0,4.7619047619047603E-2,0.952380952380952,0,0,0]
[57,4,0,0,0,0,0,0,0]
[57,5,0,0,0,0,0,0,0]
[57,6,0,0,0,0,0,0,0]
[58,0,0.97805642633228795,2.1943573667711599E-2,0,0,0,0,0]
[58,1,6.7729083665338599E-2,0.89243027888446202,3.9840637450199202E-2,0,0,0,0]
[58,2,2.06185567010309E-2,5.1546391752577303E-2,0.92783505154639201,0,0,0,0]
[58,3,0,0,0.15,0.85,0,0,0]
[58,4,0,0,0,0,0,0,0]
[58,5,0,0,0,0,0,0,0]
[58,6,0,0,0,0,0,0,0]
[59,0,0.96676737160120896,3.32326283987915E-2,0,0,0,0,0]
[59,1,0.105932203389831,0.86864406779660996,2.5423728813559299E-2,0,0,0,0]
[59,2,2.9126213592233E-2,4.85436893203883E-2,0.87378640776699001,4.85436893203883E-2,0,0,0]
[59,3,0,5.8823529411764698E-2,0.23529411764705899,0.70588235294117696,0,0,0]
[59,4,0,0,0,0,0,0,0]
[59,5,0,0,0,0,0,0,0]
[59,6,0,0,0,0,0,0,0]
[60,0,0.89080459770114895,8.9080459770114903E-2,1.72413793103448E-2,2.8735632183907998E-3,0,0,0]
[60,1,0.13063063063063099,0.77477477477477497,9.45945945945946E-2,0,0,0,0]
[60,2,0.04,0.17,0.76,0.03,0,0,0]
[60,3,0,0,0.23529411764705899,0.76470588235294101,0,0,0]
[60,4,0,0,0,0,0,0,0]
[60,5,0,0,0,0,0,0,0]
[60,6,0,0,0,0,0,0,0]
[61,0,0.97084548104956303,2.6239067055393601E-2,2.91545189504373E-3,0,0,0,0]
[61,1,5.4545454545454501E-2,0.90909090909090895,3.6363636363636397E-2,0,0,0,0]
[61,2,2.80373831775701E-2,4.67289719626168E-2,0.87850467289719603,4.67289719626168E-2,0,0,0]
[61,3,0,0,0.11764705882352899,0.88235294117647101,0,0,0]
[61,4,0,0,0,0,0,0,0]
[61,5,0,0,0,0,0,0,0]
[61,6,0,0,0,0,0,0,0]
[62,0,0.96839080459770099,2.5862068965517199E-2,5.74712643678161E-3,0,0,0,0]
[62,1,3.27102803738318E-2,0.94392523364486003,2.33644859813084E-2,0,0,0,0]
[62,2,9.5238095238095195E-3,4.7619047619047603E-2,0.92380952380952397,1.9047619047619001E-2,0,0,0]
[62,3,0,0,0.05,0.95,0,0,0]
[62,4,0,0,0,0,0,0,0]
[62,5,0,0,0,0,0,0,0]
[62,6,0,0,0,0,0,0,0]
[63,0,0.98260869565217401,1.4492753623188401E-2,2.8985507246376799E-3,0,0,0,0]
[63,1,7.4074074074074098E-2,0.86574074074074103,5.5555555555555601E-2,4.6296296296296302E-3,0,0,0]
[63,2,2.8571428571428598E-2,4.7619047619047603E-2,0.90476190476190499,1.9047619047619001E-2,0,0,0]
[63,3,4.7619047619047603E-2,0,0.28571428571428598,0.66666666666666696,0,0,0]
[63,4,0,0,0,0,0,0,0]
[63,5,0,0,0,0,0,0,0]
[63,6,0,0,0,0,0,0,0]
[64,0,0.96657381615598903,3.3426183844011102E-2,0,0,0,0,0]
[64,1,8.6294416243654803E-2,0.87817258883248706,3.5532994923857898E-2,0,0,0,0]
[64,2,1.7543859649122799E-2,0.114035087719298,0.83333333333333304,3.5087719298245598E-2,0,0,0]
[64,3,0,0,5.8823529411764698E-2,0.94117647058823495,0,0,0]
[64,4,0,0,0,0,0,0,0]
[64,5,0,0,0,0,0,0,0]
[64,6,0,0,0,0,0,0,0]
[65,0,0.97267759562841505,2.1857923497267801E-2,5.4644808743169399E-3,0,0,0,0]
[65,1,3.5353535353535401E-2,0.93434343434343403,3.03030303030303E-2,0,0,0,0]
[65,2,3.8834951456310697E-2,4.85436893203883E-2,0.88349514563106801,2.9126213592233E-2,0,0,0]
[65,3,0,0,0.15,0.85,0,0,0]
[65,4,0,0,0,0,0,0,0]
[65,5,0,0,0,0,0,0,0]
[65,6,0,0,0,0,0,0,0]
[66,0,0.96730245231607603,2.9972752043596701E-2,2.7247956403269801E-3,0,0,0,0]
[66,1,8.0808080808080801E-2,0.88383838383838398,3.5353535353535401E-2,0,0,0,0]
[66,2,2.9411764705882401E-2,8.8235294117647106E-2,0.85294117647058798,2.9411764705882401E-2,0,0,0]
[66,3,0.05,0,0.15,0.8,0,0,0]
[66,4,0,0,0,0,0,0,0]
[66,5,0,0,0,0,0,0,0]
[66,6,0,0,0,0,0,0,0]
[67,0,0.96533333333333304,3.2000000000000001E-2,2.66666666666667E-3,0,0,0,0]
[67,1,4.6153846153846198E-2,0.92820512820512802,2.5641025641025599E-2,0,0,0,0]
[67,2,0,3.06122448979592E-2,0.93877551020408201,3.06122448979592E-2,0,0,0]
[67,3,0,0,0.105263157894737,0.89473684210526305,0,0,0]
[67,4,0,0,0,0,0,0,0]
[67,5,0,0,0,0,0,0,0]
[67,6,0,0,0,0,0,0,0]
[68,0,0.97035040431266895,2.6954177897574101E-2,2.6954177897574099E-3,0,0,0,0]
[68,1,3.5714285714285698E-2,0.95408163265306101,1.02040816326531E-2,0,0,0,0]
[68,2,0.01,0.12,0.85,0.02,0,0,0]
[68,3,0,0,0.1,0.9,0,0,0]
[68,4,0,0,0,0,0,0,0]
[68,5,0,0,0,0,0,0,0]
[68,6,0,0,0,0,0,0,0]
[69,0,0.97010869565217395,2.9891304347826098E-2,0,0,0,0,0]
[69,1,4.7846889952153103E-2,0.91866028708133995,2.8708133971291901E-2,4.78468899521531E-3,0,0,0]
[69,2,0,7.7777777777777807E-2,0.88888888888888895,3.3333333333333298E-2,0,0,0]
[69,3,0,0,0,1,0,0,0]
[69,4,0,0,0,0,0,0,0]
[69,5,0,0,0,0,0,0,0]
[69,6,0,0,0,0,0,0,0]
[70,0,0.97547683923705697,1.9073569482288801E-2,5.4495912806539499E-3,0,0,0,0]
[70,1,6.6666666666666693E-2,0.9,3.3333333333333298E-2,0,0,0,0]
[70,2,0,8.1395348837209294E-2,0.89534883720930203,2.32558139534884E-2,0,0,0]
[70,3,0,0,0.125,0.875,0,0,0]
[70,4,0,0,0,0,0,0,0]
[70,5,0,0,0,0,0,0,0]
[70,6,0,0,0,0,0,0,0]
[71,0,0.97043010752688197,2.9569892473118298E-2,0,0,0,0,0]
[71,1,6.8965517241379296E-2,0.90147783251231495,2.4630541871921201E-2,4.92610837438424E-3,0,0,0]
[71,2,0,3.3707865168539297E-2,0.95505617977528101,1.1235955056179799E-2,0,0,0]
[71,3,0,0,0.173913043478261,0.82608695652173902,0,0,0]
[71,4,0,0,0,0,0,0,0]
[71,5,0,0,0,0,0,0,0]
[71,6,0,0,0,0,0,0,0]
[72,0,0.92533333333333301,7.1999999999999995E-2,2.66666666666667E-3,0,0,0,0]
[72,1,6.5989847715736002E-2,0.88832487309644703,4.5685279187817299E-2,0,0,0,0]
[72,2,1.0638297872340399E-2,6.3829787234042507E-2,0.88297872340425498,4.2553191489361701E-2,0,0,0]
[72,3,0,4.7619047619047603E-2,0.19047619047618999,0.76190476190476197,0,0,0]
[72,4,0,0,0,0,0,0,0]
[72,5,0,0,0,0,0,0,0]
[72,6,0,0,0,0,0,0,0]
[73,0,0.95013850415512502,3.8781163434903003E-2,1.1080332409972299E-2,0,0,0,0]
[73,1,2.39234449760766E-2,0.91866028708133995,5.7416267942583699E-2,0,0,0,0]
[73,2,1.03092783505155E-2,4.1237113402061903E-2,0.91752577319587603,3.09278350515464E-2,0,0,0]
[73,3,0,0.05,0,0.95,0,0,0]
[73,4,0,0,0,0,0,0,0]
[73,5,0,0,0,0,0,0,0]
[73,6,0,0,0,0,0,0,0]
[74,0,0.94555873925501399,4.5845272206303703E-2,8.5959885386819503E-3,0,0,0,0]
[74,1,4.2654028436019002E-2,0.90995260663507105,4.7393364928909901E-2,0,0,0,0]
[74,2,9.5238095238095195E-3,6.6666666666666693E-2,0.87619047619047596,4.7619047619047603E-2,0,0,0]
[74,3,4.5454545454545497E-2,4.5454545454545497E-2,0,0.90909090909090895,0,0,0]
[74,4,0,0,0,0,0,0,0]
[74,5,0,0,0,0,0,0,0]
[74,6,0,0,0,0,0,0,0]
[75,0,0.94721407624633402,4.98533724340176E-2,2.9325513196480899E-3,0,0,0,0]
[75,1,7.4074074074074098E-2,0.89351851851851805,3.2407407407407399E-2,0,0,0,0]
[75,2,2.8571428571428598E-2,5.7142857142857099E-2,0.85714285714285698,5.7142857142857099E-2,0,0,0]
[75,3,0,0.04,0.08,0.88,0,0,0]
[75,4,0,0,0,0,0,0,0]
[75,5,0,0,0,0,0,0,0]
[75,6,0,0,0,0,0,0,0]
[76,0,0.94736842105263197,4.9707602339181298E-2,2.92397660818713E-3,0,0,0,0]
[76,1,2.76497695852535E-2,0.93548387096774199,3.2258064516128997E-2,4.6082949308755804E-3,0,0,0]
[76,2,0.01,0.06,0.9,0.03,0,0,0]
[76,3,0,0,0.107142857142857,0.89285714285714302,0,0,0]
[76,4,0,0,0,0,0,0,0]
[76,5,0,0,0,0,0,0,0]
[76,6,0,0,0,0,0,0,0]
[77,0,0.95166163141993998,4.8338368580060402E-2,0,0,0,0,0]
[77,1,4.4247787610619503E-2,0.92477876106194701,2.6548672566371698E-2,4.4247787610619503E-3,0,0,0]
[77,2,2.9702970297029702E-2,7.9207920792079195E-2,0.87128712871287095,1.9801980198019799E-2,0,0,0]
[77,3,0,6.8965517241379296E-2,0.10344827586206901,0.82758620689655205,0,0,0]
[77,4,0,0,0,0,0,0,0]
[77,5,0,0,0,0,0,0,0]
[77,6,0,0,0,0,0,0,0]
[78,0,0.88414634146341498,0.109756097560976,6.0975609756097598E-3,0,0,0,0]
[78,1,0.11914893617021299,0.79148936170212802,7.6595744680851105E-2,1.27659574468085E-2,0,0,0]
[78,2,3.09278350515464E-2,0.15463917525773199,0.79381443298969101,2.06185567010309E-2,0,0,0]
[78,3,0,0.11111111111111099,0.18518518518518501,0.70370370370370405,0,0,0]
[78,4,0,0,0,0,0,0,0]
[78,5,0,0,0,0,0,0,0]
[78,6,0,0,0,0,0,0,0]
[79,0,0.94392523364486003,5.2959501557632398E-2,3.1152647975077898E-3,0,0,0,0]
[79,1,4.5833333333333302E-2,0.91666666666666696,3.3333333333333298E-2,4.1666666666666701E-3,0,0,0]
[79,2,9.8039215686274508E-3,5.8823529411764698E-2,0.93137254901960798,0,0,0,0]
[79,3,0,0,0,1,0,0,0]
[79,4,0,0,0,0,0,0,0]
[79,5,0,0,0,0,0,0,0]
[79,6,0,0,0,0,0,0,0]
[80,0,0.95873015873015899,4.1269841269841297E-2,0,0,0,0,0]
[80,1,4.9382716049382699E-2,0.90946502057613199,3.7037037037037E-2,4.11522633744856E-3,0,0,0]
[80,2,0,6.7307692307692304E-2,0.92307692307692302,9.6153846153846194E-3,0,0,0]
[80,3,0,0.04,0.08,0.88,0,0,0]
[80,4,0,0,0,0,0,0,0]
[80,5,0,0,0,0,0,0,0]
[80,6,0,0,0,0,0,0,0]
[81,0,0.94585987261146498,5.0955414012738898E-2,3.1847133757961798E-3,0,0,0,0]
[81,1,7.0247933884297495E-2,0.91735537190082705,1.2396694214876E-2,0,0,0,0]
[81,2,1.86915887850467E-2,8.4112149532710304E-2,0.87850467289719603,1.86915887850467E-2,0,0,0]
[81,3,0,0,0.25,0.75,0,0,0]
[81,4,0,0,0,0,0,0,0]
[81,5,0,0,0,0,0,0,0]
[81,6,0,0,0,0,0,0,0]
[82,0,0.958860759493671,3.7974683544303799E-2,3.1645569620253199E-3,0,0,0,0]
[82,1,4.4534412955465598E-2,0.92712550607287403,2.8340080971659899E-2,0,0,0,0]
[82,2,1.9230769230769201E-2,0.15384615384615399,0.82692307692307698,0,0,0,0]
[82,3,0,0.05,0.1,0.85,0,0,0]
[82,4,0,0,0,0,0,0,0]
[82,5,0,0,0,0,0,0,0]
[82,6,0,0,0,0,0,0,0]
[83,0,0.965189873417722,2.2151898734177201E-2,6.3291139240506302E-3,6.3291139240506302E-3,0,0,0]
[83,1,0.108527131782946,0.86821705426356599,2.32558139534884E-2,0,0,0,0]
[83,2,4.1666666666666699E-2,0.104166666666667,0.83333333333333304,2.0833333333333301E-2,0,0,0]
[83,3,0,0.17647058823529399,5.8823529411764698E-2,0.76470588235294101,0,0,0]
[83,4,0,0,0,0,0,0,0]
[83,5,0,0,0,0,0,0,0]
[83,6,0,0,0,0,0,0,0]
[84,0,0.94362017804154297,5.04451038575668E-2,2.9673590504451001E-3,2.9673590504451001E-3,0,0,0]
[84,1,0.110655737704918,0.86065573770491799,2.86885245901639E-2,0,0,0,0]
[84,2,3.3707865168539297E-2,8.98876404494382E-2,0.87640449438202295,0,0,0,0]
[84,3,0,0,0.17647058823529399,0.82352941176470595,0,0,0]
[84,4,0,0,0,0,0,0,0]
[84,5,0,0,0,0,0,0,0]
[84,6,0,0,0,0,0,0,0]
[85,0,0.95114942528735602,4.8850574712643702E-2,0,0,0,0,0]
[85,1,3.4042553191489397E-2,0.93617021276595702,2.97872340425532E-2,0,0,0,0]
[85,2,2.2471910112359599E-2,6.7415730337078705E-2,0.88764044943820197,2.2471910112359599E-2,0,0,0]
[85,3,0,0,6.6666666666666693E-2,0.93333333333333302,0,0,0]
[85,4,0,0,0,0,0,0,0]
[85,5,0,0,0,0,0,0,0]
[85,6,0,0,0,0,0,0,0]
[86,0,0.95307917888563098,4.3988269794721403E-2,2.9325513196480899E-3,0,0,0,0]
[86,1,7.4074074074074098E-2,0.88477366255143997,3.7037037037037E-2,4.11522633744856E-3,0,0,0]
[86,2,0,4.5977011494252901E-2,0.95402298850574696,0,0,0,0]
[86,3,0,0,0.125,0.875,0,0,0]
[86,4,0,0,0,0,0,0,0]
[86,5,0,0,0,0,0,0,0]
[86,6,0,0,0,0,0,0,0]
[87,0,0.944606413994169,5.2478134110787202E-2,2.91545189504373E-3,0,0,0,0]
[87,1,4.7008547008547001E-2,0.91025641025641002,4.2735042735042701E-2,0,0,0,0]
[87,2,1.05263157894737E-2,4.2105263157894701E-2,0.92631578947368398,2.1052631578947399E-2,0,0,0]
[87,3,0,0,0.133333333333333,0.86666666666666703,0,0,0]
[87,4,0,0,0,0,0,0,0]
[87,5,0,0,0,0,0,0,0]
[87,6,0,0,0,0,0,0,0]
[88,0,0.93452380952380998,6.25E-2,2.9761904761904799E-3,0,0,0,0]
[88,1,6.8085106382978697E-2,0.88510638297872302,4.2553191489361701E-2,4.2553191489361703E-3,0,0,0]
[88,2,9.9009900990098994E-3,6.9306930693069299E-2,0.87128712871287095,4.95049504950495E-2,0,0,0]
[88,3,0,0,0.2,0.8,0,0,0]
[88,4,0,0,0,0,0,0,0]
[88,5,0,0,0,0,0,0,0]
[88,6,0,0,0,0,0,0,0]
[89,0,0.94864048338368601,5.1359516616314202E-2,0,0,0,0,0]
[89,1,0.11864406779661001,0.84745762711864403,3.3898305084745797E-2,0,0,0,0]
[89,2,9.8039215686274508E-3,6.8627450980392204E-2,0.90196078431372595,1.9607843137254902E-2,0,0,0]
[89,3,0,0.11111111111111099,0.22222222222222199,0.66666666666666696,0,0,0]
[89,4,0,0,0,0,0,0,0]
[89,5,0,0,0,0,0,0,0]
[89,6,0,0,0,0,0,0,0]
[90,0,0.92711370262390702,6.4139941690962099E-2,8.7463556851312008E-3,0,0,0,0]
[90,1,0.11504424778761101,0.80973451327433599,7.0796460176991094E-2,4.4247787610619503E-3,0,0,0]
[90,2,2.8846153846153799E-2,0.144230769230769,0.75961538461538503,6.7307692307692304E-2,0,0,0]
[90,3,7.1428571428571397E-2,0,0.28571428571428598,0.64285714285714302,0,0,0]
[90,4,0,0,0,0,0,0,0]
[90,5,0,0,0,0,0,0,0]
[90,6,0,0,0,0,0,0,0]
[91,0,0.91954022988505701,7.7586206896551699E-2,2.8735632183907998E-3,0,0,0,0]
[91,1,8.1818181818181804E-2,0.87727272727272698,4.0909090909090902E-2,0,0,0,0]
[91,2,0,3.9215686274509803E-2,0.92156862745098,3.9215686274509803E-2,0,0,0]
[91,3,0,0,0.23529411764705899,0.76470588235294101,0,0,0]
[91,4,0,0,0,0,0,0,0]
[91,5,0,0,0,0,0,0,0]
[91,6,0,0,0,0,0,0,0]
[92,0,0.91715976331360904,7.1005917159763302E-2,1.18343195266272E-2,0,0,0,0]
[92,1,4.9107142857142898E-2,0.88392857142857095,5.8035714285714302E-2,8.9285714285714298E-3,0,0,0]
[92,2,0,9.2592592592592601E-2,0.85185185185185197,5.5555555555555601E-2,0,0,0]
[92,3,0,0,0.17647058823529399,0.82352941176470595,0,0,0]
[92,4,0,0,0,0,0,0,0]
[92,5,0,0,0,0,0,0,0]
[92,6,0,0,0,0,0,0,0]
[93,0,0.86915887850467299,8.4112149532710304E-2,4.67289719626168E-2,0,0,0,0]
[93,1,6.0344827586206899E-2,0.82327586206896597,0.11206896551724101,4.3103448275862103E-3,0,0,0]
[93,2,8.9285714285714298E-3,7.1428571428571397E-2,0.86607142857142905,5.3571428571428603E-2,0,0,0]
[93,3,0,4.5454545454545497E-2,4.5454545454545497E-2,0.90909090909090895,0,0,0]
[93,4,0,0,0,0,0,0,0]
[93,5,0,0,0,0,0,0,0]
[93,6,0,0,0,0,0,0,0]
[94,0,0.90816326530612201,8.1632653061224497E-2,1.02040816326531E-2,0,0,0,0]
[94,1,3.9647577092511002E-2,0.84581497797356797,0.101321585903084,1.3215859030837E-2,0,0,0]
[94,2,7.1942446043165497E-3,2.8776978417266199E-2,0.89928057553956797,6.4748201438848907E-2,0,0,0]
[94,3,0,0,0.18518518518518501,0.81481481481481499,0,0,0]
[94,4,0,0,0,0,0,0,0]
[94,5,0,0,0,0,0,0,0]
[94,6,0,0,0,0,0,0,0]
[95,0,0.88808664259927805,9.3862815884476494E-2,1.4440433212996401E-2,3.6101083032491002E-3,0,0,0]
[95,1,4.0909090909090902E-2,0.86363636363636398,9.0909090909090898E-2,4.5454545454545496E-3,0,0,0]
[95,2,6.41025641025641E-3,5.7692307692307702E-2,0.87820512820512797,5.7692307692307702E-2,0,0,0]
[95,3,0,0,8.8235294117647106E-2,0.91176470588235303,0,0,0]
[95,4,0,0,0,0,0,0,0]
[95,5,0,0,0,0,0,0,0]
[95,6,0,0,0,0,0,0,0]
[96,0,0.7734375,0.18359375,4.296875E-2,0,0,0,0]
[96,1,6.22222222222222E-2,0.76444444444444404,0.151111111111111,2.2222222222222199E-2,0,0,0]
[96,2,1.8292682926829298E-2,8.5365853658536606E-2,0.79878048780487798,9.7560975609756101E-2,0,0,0]
[96,3,0,7.1428571428571397E-2,0.26190476190476197,0.66666666666666696,0,0,0]
[96,4,0,0,0,0,0,0,0]
[96,5,0,0,0,0,0,0,0]
[96,6,0,0,0,0,0,0,0]
[97,0,0.87906976744186005,9.7674418604651203E-2,1.8604651162790701E-2,4.65116279069767E-3,0,0,0]
[97,1,3.8135593220338999E-2,0.86864406779660996,8.8983050847457598E-2,4.2372881355932203E-3,0,0,0]
[97,2,1.06951871657754E-2,2.6737967914438499E-2,0.89304812834224601,6.9518716577540093E-2,0,0,0]
[97,3,0,0,0.122448979591837,0.87755102040816302,0,0,0]
[97,4,0,0,0,0,0,0,0]
[97,5,0,0,0,0,0,0,0]
[97,6,0,0,0,0,0,0,0]
[98,0,0.88500000000000001,0.11,5.0000000000000001E-3,0,0,0,0]
[98,1,2.5974025974026E-2,0.82683982683982704,0.13419913419913401,1.2987012987013E-2,0,0,0]
[98,2,5.0505050505050501E-3,5.0505050505050497E-2,0.88888888888888895,5.5555555555555601E-2,0,0,0]
[98,3,0,0,0.12068965517241401,0.87931034482758597,0,0,0]
[98,4,0,0,0,0,0,0,0]
[98,5,0,0,0,0,0,0,0]
[98,6,0,0,0,0,0,0,0]
[99,0,0.84782608695652195,0.108695652173913,3.2608695652173898E-2,1.0869565217391301E-2,0,0,0]
[99,1,3.1390134529148003E-2,0.87892376681614304,8.9686098654708502E-2,0,0,0,0]
[99,2,1.3953488372093001E-2,6.9767441860465101E-2,0.837209302325581,7.9069767441860506E-2,0,0,0]
[99,3,0,1.5384615384615399E-2,9.2307692307692299E-2,0.89230769230769202,0,0,0]
[99,4,0,0,0,0,0,0,0]
[99,5,0,0,0,0,0,0,0]
[99,6,0,0,0,0,0,0,0]
[100,0,0.86746987951807197,0.114457831325301,1.8072289156626498E-2,0,0,0,0]
[100,1,2.5862068965517199E-2,0.83189655172413801,0.12931034482758599,1.29310344827586E-2,0,0,0]
[100,2,4.7169811320754698E-3,5.1886792452830198E-2,0.90094339622641495,4.2452830188679201E-2,0,0,0]
[100,3,0,0,3.8961038961039002E-2,0.96103896103896103,0,0,0]
[100,4,0,0,0,0,0,0,0]
[100,5,0,0,0,0,0,0,0]
[100,6,0,0,0,0,0,0,0]
[101,0,0.88079470198675502,7.9470198675496706E-2,3.9735099337748297E-2,0,0,0,0]
[101,1,4.9327354260089697E-2,0.84304932735425997,8.5201793721973104E-2,2.2421524663677101E-2,0,0,0]
[101,2,1.3215859030837E-2,4.8458149779735699E-2,0.85903083700440497,7.9295154185022004E-2,0,0,0]
[101,3,0,0,0.127906976744186,0.87209302325581395,0,0,0]
[101,4,0,0,0,0,0,0,0]
[101,5,0,0,0,0,0,0,0]
[101,6,0,0,0,0,0,0,0]
[102,0,0.85714285714285698,0.115646258503401,2.7210884353741499E-2,0,0,0,0]
[102,1,2.8436018957346001E-2,0.78672985781990501,0.16587677725118499,1.8957345971564E-2,0,0,0]
[102,2,8.6580086580086597E-3,4.7619047619047603E-2,0.831168831168831,0.112554112554113,0,0,0]
[102,3,0,1.02040816326531E-2,7.1428571428571397E-2,0.91836734693877597,0,0,0]
[102,4,0,0,0,0,0,0,0]
[102,5,0,0,0,0,0,0,0]
[102,6,0,0,0,0,0,0,0]
[103,0,0.90298507462686595,8.2089552238805999E-2,1.49253731343284E-2,0,0,0,0]
[103,1,2.0512820512820499E-2,0.80512820512820504,0.15897435897435899,1.5384615384615399E-2,0,0,0]
[103,2,8.4033613445378096E-3,4.6218487394957999E-2,0.85714285714285698,8.8235294117647106E-2,0,0,0]
[103,3,0,0,0.05,0.95,0,0,0]
[103,4,0,0,0,0,0,0,0]
[103,5,0,0,0,0,0,0,0]
[103,6,0,0,0,0,0,0,0]
[104,0,0.84251968503937003,0.110236220472441,3.9370078740157501E-2,7.8740157480314994E-3,0,0,0]
[104,1,2.23463687150838E-2,0.82122905027933002,0.14525139664804501,1.11731843575419E-2,0,0,0]
[104,2,1.2345679012345699E-2,4.1152263374485597E-2,0.88888888888888895,5.7613168724279802E-2,0,0,0]
[104,3,0,0,8.6956521739130405E-2,0.91304347826086996,0,0,0]
[104,4,0,0,0,0,0,0,0]
[104,5,0,0,0,0,0,0,0]
[104,6,0,0,0,0,0,0,0]
[105,0,0.78947368421052599,0.20175438596491199,0,8.7719298245613996E-3,0,0,0]
[105,1,2.3391812865497099E-2,0.783625730994152,0.16374269005847999,2.9239766081871298E-2,0,0,0]
[105,2,7.7220077220077196E-3,1.9305019305019301E-2,0.88416988416988396,8.8803088803088806E-2,0,0,0]
[105,3,0,1.3986013986014E-2,0.125874125874126,0.86013986013985999,0,0,0]
[105,4,0,0,0,0,0,0,0]
[105,5,0,0,0,0,0,0,0]
[105,6,0,0,0,0,0,0,0]
[106,0,0.83333333333333304,0.125,4.1666666666666699E-2,0,0,0,0]
[106,1,3.65853658536585E-2,0.82317073170731703,0.115853658536585,2.4390243902439001E-2,0,0,0]
[106,2,3.6363636363636398E-3,4.72727272727273E-2,0.88,6.9090909090909106E-2,0,0,0]
[106,3,6.5789473684210497E-3,0,6.5789473684210495E-2,0.92763157894736803,0,0,0]
[106,4,0,0,0,0,0,0,0]
[106,5,0,0,0,0,0,0,0]
[106,6,0,0,0,0,0,0,0]
[107,0,0.86363636363636398,0.125,1.13636363636364E-2,0,0,0,0]
[107,1,3.7499999999999999E-2,0.75624999999999998,0.17499999999999999,3.125E-2,0,0,0]
[107,2,3.6363636363636398E-3,0.08,0.81454545454545502,0.101818181818182,0,0,0]
[107,3,0,1.8292682926829298E-2,9.1463414634146298E-2,0.89024390243902396,0,0,0]
[107,4,0,0,0,0,0,0,0]
[107,5,0,0,0,0,0,0,0]
[107,6,0,0,0,0,0,0,0]
[108,0,0.77108433734939796,0.180722891566265,4.81927710843374E-2,0,0,0,0]
[108,1,3.1847133757961797E-2,0.75796178343949105,0.20382165605095501,6.3694267515923596E-3,0,0,0]
[108,2,0,7.8358208955223899E-2,0.81716417910447803,0.104477611940299,0,0,0]
[108,3,0,5.5865921787709499E-3,0.106145251396648,0.88826815642458101,0,0,0]
[108,4,0,0,0,0,0,0,0]
[108,5,0,0,0,0,0,0,0]
[108,6,0,0,0,0,0,0,0]
[109,0,0.82608695652173902,0.14492753623188401,2.8985507246376802E-2,0,0,0,0]
[109,1,4.48717948717949E-2,0.80128205128205099,0.141025641025641,1.2820512820512799E-2,0,0,0]
[109,2,7.2992700729926996E-3,4.0145985401459902E-2,0.87956204379561997,7.2992700729927001E-2,0,0,0]
[109,3,0,1.5957446808510599E-2,4.7872340425531901E-2,0.93617021276595702,0,0,0]
[109,4,0,0,0,0,0,0,0]
[109,5,0,0,0,0,0,0,0]
[109,6,0,0,0,0,0,0,0]
[110,0,0.83333333333333304,0.13636363636363599,1.5151515151515201E-2,1.5151515151515201E-2,0,0,0]
[110,1,4.6979865771812103E-2,0.79194630872483196,0.14765100671140899,1.34228187919463E-2,0,0,0]
[110,2,1.8248175182481799E-2,4.0145985401459902E-2,0.86131386861313897,8.0291970802919693E-2,0,0,0]
[110,3,0,1.5151515151515201E-2,0.10101010101010099,0.88383838383838398,0,0,0]
[110,4,0,0,0,0,0,0,0]
[110,5,0,0,0,0,0,0,0]
[110,6,0,0,0,0,0,0,0]
[111,0,0.82089552238805996,0.119402985074627,2.9850746268656699E-2,2.9850746268656699E-2,0,0,0]
[111,1,5.6737588652482303E-2,0.77304964539007104,0.15602836879432599,1.41843971631206E-2,0,0,0]
[111,2,1.4336917562724E-2,8.6021505376344107E-2,0.80286738351254505,9.6774193548387094E-2,0,0,0]
[111,3,0.01,1.4999999999999999E-2,7.4999999999999997E-2,0.9,0,0,0]
[111,4,0,0,0,0,0,0,0]
[111,5,0,0,0,0,0,0,0]
[111,6,0,0,0,0,0,0,0]
[112,0,0.89855072463768104,7.2463768115942004E-2,1.4492753623188401E-2,1.4492753623188401E-2,0,0,0]
[112,1,2.7777777777777801E-2,0.8125,0.15972222222222199,0,0,0,0]
[112,2,3.8022813688212902E-3,5.70342205323194E-2,0.85171102661596998,8.7452471482889704E-2,0,0,0]
[112,3,0,4.739336492891E-3,8.5308056872037893E-2,0.90995260663507105,0,0,0]
[112,4,0,0,0,0,0,0,0]
[112,5,0,0,0,0,0,0,0]
[112,6,0,0,0,0,0,0,0]
[113,0,0.88059701492537301,0.104477611940299,1.49253731343284E-2,0,0,0,0]
[113,1,5.0724637681159403E-2,0.84782608695652195,8.6956521739130405E-2,1.4492753623188401E-2,0,0,0]
[113,2,7.5187969924812E-3,7.5187969924811998E-2,0.85338345864661702,6.3909774436090194E-2,0,0,0]
[113,3,9.2592592592592605E-3,1.38888888888889E-2,0.101851851851852,0.875,0,0,0]
[113,4,0,0,0,0,0,0,0]
[113,5,0,0,0,0,0,0,0]
[113,6,0,0,0,0,0,0,0]
[114,0,0.74285714285714299,0.185714285714286,4.2857142857142899E-2,2.8571428571428598E-2,0,0,0]
[114,1,0.115646258503401,0.76190476190476197,0.102040816326531,2.04081632653061E-2,0,0,0]
[114,2,1.9083969465648901E-2,0.118320610687023,0.73664122137404597,0.12595419847328199,0,0,0]
[114,3,4.8076923076923097E-3,0,0.13942307692307701,0.85576923076923095,0,0,0]
[114,4,0,0,0,0,0,0,0]
[114,5,0,0,0,0,0,0,0]
[114,6,0,0,0,0,0,0,0]
[115,0,0.85333333333333306,0.133333333333333,1.3333333333333299E-2,0,0,0,0]
[115,1,3.2051282051282E-2,0.86538461538461497,9.6153846153846201E-2,6.41025641025641E-3,0,0,0]
[115,2,4.1666666666666701E-3,3.7499999999999999E-2,0.9,5.83333333333333E-2,0,0,0]
[115,3,4.6296296296296302E-3,9.2592592592592605E-3,5.0925925925925902E-2,0.93518518518518501,0,0,0]
[115,4,0,0,0,0,0,0,0]
[115,5,0,0,0,0,0,0,0]
[115,6,0,0,0,0,0,0,0]
[116,0,0.94366197183098599,4.2253521126760597E-2,1.4084507042253501E-2,0,0,0,0]
[116,1,3.2051282051282E-2,0.85256410256410298,0.108974358974359,6.41025641025641E-3,0,0,0]
[116,2,0,4.9382716049382699E-2,0.89711934156378603,5.3497942386831303E-2,0,0,0]
[116,3,0,0,7.3732718894009203E-2,0.92626728110599099,0,0,0]
[116,4,0,0,0,0,0,0,0]
[116,5,0,0,0,0,0,0,0]
[116,6,0,0,0,0,0,0,0]
[117,0,0.81944444444444398,0.13888888888888901,1.38888888888889E-2,2.7777777777777801E-2,0,0,0]
[117,1,4.72972972972973E-2,0.83783783783783805,0.114864864864865,0,0,0,0]
[117,2,0,3.9682539682539701E-2,0.87698412698412698,8.3333333333333301E-2,0,0,0]
[117,3,0,1.3953488372093001E-2,5.1162790697674397E-2,0.93488372093023298,0,0,0]
[117,4,0,0,0,0,0,0,0]
[117,5,0,0,0,0,0,0,0]
[117,6,0,0,0,0,0,0,0]
[118,0,0.87878787878787901,9.0909090909090898E-2,3.03030303030303E-2,0,0,0,0]
[118,1,4.7619047619047603E-2,0.85034013605442205,8.1632653061224497E-2,2.04081632653061E-2,0,0,0]
[118,2,4.0000000000000001E-3,4.3999999999999997E-2,0.91200000000000003,0.04,0,0,0]
[118,3,0,4.4642857142857097E-3,4.9107142857142898E-2,0.94642857142857095,0,0,0]
[118,4,0,0,0,0,0,0,0]
[118,5,0,0,0,0,0,0,0]
[118,6,0,0,0,0,0,0,0]
[119,0,0.87878787878787901,9.0909090909090898E-2,3.03030303030303E-2,0,0,0,0]
[119,1,5.5944055944055902E-2,0.87412587412587395,5.5944055944055902E-2,1.3986013986014E-2,0,0,0]
[119,2,3.9525691699604697E-3,3.9525691699604702E-2,0.92490118577075098,3.1620553359683799E-2,0,0,0]
[119,3,0,8.8888888888888906E-3,0.08,0.91111111111111098,0,0,0]
[119,4,0,0,0,0,0,0,0]
[119,5,0,0,0,0,0,0,0]
[119,6,0,0,0,0,0,0,0]
[120,0,0.88059701492537301,5.9701492537313397E-2,4.47761194029851E-2,1.49253731343284E-2,0,0,0]
[120,1,5.5944055944055902E-2,0.72727272727272696,0.17482517482517501,4.1958041958042001E-2,0,0,0]
[120,2,0,0.103053435114504,0.81297709923664097,8.3969465648855005E-2,0,0,0]
[120,3,4.65116279069767E-3,1.3953488372093001E-2,0.12093023255814001,0.86046511627906996,0,0,0]
[120,4,0,0,0,0,0,0,0]
[120,5,0,0,0,0,0,0,0]
[120,6,0,0,0,0,0,0,0]
[121,0,0.92647058823529405,4.4117647058823498E-2,2.9411764705882401E-2,0,0,0,0]
[121,1,1.4492753623188401E-2,0.86956521739130399,0.101449275362319,1.4492753623188401E-2,0,0,0]
[121,2,0,3.7453183520599301E-2,0.88389513108614204,7.8651685393258397E-2,0,0,0]
[121,3,0,0,6.0747663551401897E-2,0.93925233644859796,0,0,0]
[121,4,0,0,0,0,0,0,0]
[121,5,0,0,0,0,0,0,0]
[121,6,0,0,0,0,0,0,0]
[122,0,0.87692307692307703,9.2307692307692299E-2,3.0769230769230799E-2,0,0,0,0]
[122,1,3.00751879699248E-2,0.87969924812030098,9.0225563909774403E-2,0,0,0,0]
[122,2,1.13207547169811E-2,4.5283018867924497E-2,0.89811320754716994,4.5283018867924497E-2,0,0,0]
[122,3,0,1.33928571428571E-2,8.9285714285714302E-2,0.89732142857142905,0,0,0]
[122,4,0,0,0,0,0,0,0]
[122,5,0,0,0,0,0,0,0]
[122,6,0,0,0,0,0,0,0]
[123,0,0.890625,9.375E-2,1.5625E-2,0,0,0,0]
[123,1,5.0724637681159403E-2,0.83333333333333304,9.4202898550724598E-2,2.1739130434782601E-2,0,0,0]
[123,2,0,5.5147058823529403E-2,0.88602941176470595,5.8823529411764698E-2,0,0,0]
[123,3,4.6948356807511703E-3,0,0.107981220657277,0.88732394366197198,0,0,0]
[123,4,0,0,0,0,0,0,0]
[123,5,0,0,0,0,0,0,0]
[123,6,0,0,0,0,0,0,0]
[124,0,0.89230769230769202,9.2307692307692299E-2,0,1.5384615384615399E-2,0,0,0]
[124,1,4.4117647058823498E-2,0.875,8.0882352941176502E-2,0,0,0,0]
[124,2,0,3.2374100719424502E-2,0.93165467625899301,3.5971223021582698E-2,0,0,0]
[124,3,0,0,3.8461538461538498E-2,0.96153846153846201,0,0,0]
[124,4,0,0,0,0,0,0,0]
[124,5,0,0,0,0,0,0,0]
[124,6,0,0,0,0,0,0,0]
[125,0,0.921875,3.125E-2,4.6875E-2,0,0,0,0]
[125,1,1.49253731343284E-2,0.86567164179104505,0.111940298507463,7.4626865671641798E-3,0,0,0]
[125,2,0,5.0359712230215799E-2,0.89568345323741005,5.3956834532374098E-2,0,0,0]
[125,3,4.739336492891E-3,4.739336492891E-3,0.11848341232227499,0.87203791469194303,0,0,0]
[125,4,0,0,0,0,0,0,0]
[125,5,0,0,0,0,0,0,0]
[125,6,0,0,0,0,0,0,0]
[126,0,0.88709677419354804,9.6774193548387094E-2,1.6129032258064498E-2,0,0,0,0]
[126,1,6.01503759398496E-2,0.78195488721804496,0.12781954887218,3.00751879699248E-2,0,0,0]
[126,2,6.8493150684931503E-3,7.8767123287671201E-2,0.84931506849315097,6.50684931506849E-2,0,0,0]
[126,3,0,0.01,0.14499999999999999,0.84499999999999997,0,0,0]
[126,4,0,0,0,0,0,0,0]
[126,5,0,0,0,0,0,0,0]
[126,6,0,0,0,0,0,0,0]
[127,0,0.89230769230769202,7.69230769230769E-2,0,3.0769230769230799E-2,0,0,0]
[127,1,6.6666666666666693E-2,0.844444444444444,8.1481481481481502E-2,7.4074074074074103E-3,0,0,0]
[127,2,3.3898305084745801E-3,5.4237288135593198E-2,0.90508474576271203,3.7288135593220299E-2,0,0,0]
[127,3,0,1.5625E-2,7.8125E-2,0.90625,0,0,0]
[127,4,0,0,0,0,0,0,0]
[127,5,0,0,0,0,0,0,0]
[127,6,0,0,0,0,0,0,0]
[128,0,0.83823529411764697,0.11764705882352899,4.4117647058823498E-2,0,0,0,0]
[128,1,2.1739130434782601E-2,0.86956521739130399,0.101449275362319,7.2463768115942004E-3,0,0,0]
[128,2,0,5.1194539249146798E-2,0.89419795221843001,5.4607508532423202E-2,0,0,0]
[128,3,0,1.0638297872340399E-2,0.122340425531915,0.86702127659574502,0,0,0]
[128,4,0,0,0,0,0,0,0]
[128,5,0,0,0,0,0,0,0]
[128,6,0,0,0,0,0,0,0]
[129,0,0.81666666666666698,0.16666666666666699,1.6666666666666701E-2,0,0,0,0]
[129,1,4.8275862068965503E-2,0.8,0.14482758620689701,6.8965517241379301E-3,0,0,0]
[129,2,3.3112582781457001E-3,5.6291390728476803E-2,0.89735099337748303,4.3046357615894003E-2,0,0,0]
[129,3,0,1.6666666666666701E-2,0.13888888888888901,0.844444444444444,0,0,0]
[129,4,0,0,0,0,0,0,0]
[129,5,0,0,0,0,0,0,0]
[129,6,0,0,0,0,0,0,0]
[130,0,0.89473684210526305,7.0175438596491196E-2,3.5087719298245598E-2,0,0,0,0]
[130,1,5.4794520547945202E-2,0.86301369863013699,8.2191780821917804E-2,0,0,0,0]
[130,2,6.2893081761006301E-3,4.71698113207547E-2,0.92452830188679203,2.20125786163522E-2,0,0,0]
[130,3,0,0,7.2289156626505993E-2,0.92771084337349397,0,0,0]
[130,4,0,0,0,0,0,0,0]
[130,5,0,0,0,0,0,0,0]
[130,6,0,0,0,0,0,0,0]
[131,0,0.91803278688524603,8.1967213114754106E-2,0,0,0,0,0]
[131,1,7.5862068965517199E-2,0.86896551724137905,4.8275862068965503E-2,6.8965517241379301E-3,0,0,0]
[131,2,1.8749999999999999E-2,0.11562500000000001,0.84687500000000004,1.8749999999999999E-2,0,0,0]
[131,3,0,1.8633540372670801E-2,0.19875776397515499,0.78260869565217395,0,0,0]
[131,4,0,0,0,0,0,0,0]
[131,5,0,0,0,0,0,0,0]
[131,6,0,0,0,0,0,0,0]
[132,0,0.80821917808219201,0.150684931506849,2.7397260273972601E-2,1.3698630136986301E-2,0,0,0]
[132,1,0.13450292397660801,0.77192982456140302,8.7719298245614002E-2,5.8479532163742704E-3,0,0,0]
[132,2,4.1935483870967703E-2,0.17741935483870999,0.74838709677419402,3.2258064516128997E-2,0,0,0]
[132,3,2.2556390977443601E-2,3.00751879699248E-2,0.278195488721805,0.66917293233082698,0,0,0]
[132,4,0,0,0,0,0,0,0]
[132,5,0,0,0,0,0,0,0]
[132,6,0,0,0,0,0,0,0]
[133,0,0.92857142857142905,6.1224489795918401E-2,0,1.02040816326531E-2,0,0,0]
[133,1,7.4257425742574296E-2,0.87128712871287095,4.4554455445544601E-2,9.9009900990098994E-3,0,0,0]
[133,2,6.9930069930069904E-3,4.8951048951049E-2,0.92307692307692302,2.0979020979021001E-2,0,0,0]
[133,3,0,0,0.12871287128712899,0.87128712871287095,0,0,0]
[133,4,0,0,0,0,0,0,0]
[133,5,0,0,0,0,0,0,0]
[133,6,0,0,0,0,0,0,0]
[134,0,0.95370370370370405,4.6296296296296301E-2,0,0,0,0,0]
[134,1,7.1428571428571397E-2,0.86224489795918402,5.6122448979591802E-2,1.02040816326531E-2,0,0,0]
[134,2,1.3986013986014E-2,9.0909090909090898E-2,0.86363636363636398,3.1468531468531499E-2,0,0,0]
[134,3,0,1.03092783505155E-2,0.123711340206186,0.865979381443299,0,0,0]
[134,4,0,0,0,0,0,0,0]
[134,5,0,0,0,0,0,0,0]
[134,6,0,0,0,0,0,0,0]
[135,0,0.95041322314049603,4.9586776859504099E-2,0,0,0,0,0]
[135,1,0.14925373134328401,0.80597014925373101,4.47761194029851E-2,0,0,0,0]
[135,2,1.85185185185185E-2,0.218518518518519,0.72592592592592597,3.7037037037037E-2,0,0,0]
[135,3,0,6.3157894736842093E-2,0.21052631578947401,0.72631578947368403,0,0,0]
[135,4,0,0,0,0,0,0,0]
[135,5,0,0,0,0,0,0,0]
[135,6,0,0,0,0,0,0,0]
[136,0,0.96666666666666701,3.3333333333333298E-2,0,0,0,0,0]
[136,1,0.11587982832618,0.86695278969957101,1.7167381974248899E-2,0,0,0,0]
[136,2,1.7777777777777799E-2,0.133333333333333,0.844444444444444,4.4444444444444401E-3,0,0,0]
[136,3,0,0,0.151898734177215,0.848101265822785,0,0,0]
[136,4,0,0,0,0,0,0,0]
[136,5,0,0,0,0,0,0,0]
[136,6,0,0,0,0,0,0,0]
[137,0,0.98295454545454497,1.7045454545454499E-2,0,0,0,0,0]
[137,1,0.18565400843881899,0.78059071729957796,2.53164556962025E-2,8.4388185654008397E-3,0,0,0]
[137,2,1.94174757281553E-2,0.17961165048543701,0.76213592233009697,3.8834951456310697E-2,0,0,0]
[137,3,1.4705882352941201E-2,1.4705882352941201E-2,0.25,0.72058823529411797,0,0,0]
[137,4,0,0,0,0,0,0,0]
[137,5,0,0,0,0,0,0,0]
[137,6,0,0,0,0,0,0,0]
[138,0,0.96846846846846801,3.1531531531531501E-2,0,0,0,0,0]
[138,1,0.247787610619469,0.71681415929203496,3.5398230088495602E-2,0,0,0,0]
[138,2,6.1111111111111102E-2,0.27222222222222198,0.66666666666666696,0,0,0,0]
[138,3,1.6949152542372899E-2,8.4745762711864403E-2,0.152542372881356,0.74576271186440701,0,0,0]
[138,4,0,0,0,0,0,0,0]
[138,5,0,0,0,0,0,0,0]
[138,6,0,0,0,0,0,0,0]
[139,0,0.97173144876325102,2.47349823321555E-2,3.53356890459364E-3,0,0,0,0]
[139,1,0.161434977578475,0.80717488789237701,3.1390134529148003E-2,0,0,0,0]
[139,2,3.6496350364963501E-2,0.145985401459854,0.79562043795620396,2.18978102189781E-2,0,0,0]
[139,3,0,9.0909090909090898E-2,0.25,0.65909090909090895,0,0,0]
[139,4,0,0,0,0,0,0,0]
[139,5,0,0,0,0,0,0,0]
[139,6,0,0,0,0,0,0,0]
[140,0,0.990506329113924,9.4936708860759497E-3,0,0,0,0,0]
[140,1,0.16587677725118499,0.81516587677725105,1.8957345971564E-2,0,0,0,0]
[140,2,6.25E-2,0.2109375,0.71875,7.8125E-3,0,0,0]
[140,3,3.125E-2,0.15625,0.1875,0.625,0,0,0]
[140,4,0,0,0,0,0,0,0]
[140,5,0,0,0,0,0,0,0]
[140,6,0,0,0,0,0,0,0]
[141,0,0.96358543417366904,3.64145658263305E-2,0,0,0,0,0]
[141,1,0.23671497584541101,0.75362318840579701,9.6618357487922701E-3,0,0,0,0]
[141,2,7.8431372549019607E-2,0.27450980392156898,0.64705882352941202,0,0,0,0]
[141,3,9.5238095238095205E-2,4.7619047619047603E-2,0.28571428571428598,0.57142857142857095,0,0,0]
[141,4,0,0,0,0,0,0,0]
[141,5,0,0,0,0,0,0,0]
[141,6,0,0,0,0,0,0,0]
[142,0,0.98759305210918102,1.2406947890818899E-2,0,0,0,0,0]
[142,1,0.15656565656565699,0.83838383838383801,0,5.0505050505050501E-3,0,0,0]
[142,2,2.7027027027027001E-2,0.17567567567567599,0.77027027027026995,2.7027027027027001E-2,0,0,0]
[142,3,0,0,0.41666666666666702,0.58333333333333304,0,0,0]
[142,4,0,0,0,0,0,0,0]
[142,5,0,0,0,0,0,0,0]
[142,6,0,0,0,0,0,0,0]
[143,0,0.98607888631090501,1.1600928074245899E-2,2.32018561484919E-3,0,0,0,0]
[143,1,0.24456521739130399,0.71739130434782605,3.8043478260869602E-2,0,0,0,0]
[143,2,8.0645161290322606E-2,0.209677419354839,0.69354838709677402,1.6129032258064498E-2,0,0,0]
[143,3,0,0.3,0,0.7,0,0,0]
[143,4,0,0,0,0,0,0,0]
[143,5,0,0,0,0,0,0,0]
[143,6,0,0,0,0,0,0,0]
[144,0,0.97684210526315796,2.31578947368421E-2,0,0,0,0,0]
[144,1,0.33333333333333298,0.66666666666666696,0,0,0,0,0]
[144,2,5.8823529411764698E-2,0.33333333333333298,0.56862745098039202,3.9215686274509803E-2,0,0,0]
[144,3,0,0,0.125,0.875,0,0,0]
[144,4,0,0,0,0,0,0,0]
[144,5,0,0,0,0,0,0,0]
[144,6,0,0,0,0,0,0,0]

{"sheet":"tpm3_we","index":12,"n_rows":1018,"n_cols":9,"rows_kept":1018,"cut":false,"hidden":false,"merged":[]}
[{"$f":"tpm1_wd!A1","v":"Active Occupancy Model"}]
[]
[{"$f":"tpm1_wd!A3","v":"Transition Probability Matrix"}]
[]
["Three resident house"]
["Weekend"]
[]
[]
[]
[{"$f":"tpm1_wd!A10","v":"Ten minute period number"},{"$f":"tpm1_wd!B10","v":"Active occupant count in time period"},{"$f":"tpm1_wd!C10","v":"Probability of transition to zero active occupants in next time period"},{"$f":"tpm1_wd!D10","v":"Probability of transition to one active occupant in next time period"},{"$f":"tpm1_wd!E10","v":"Probability of transition to two active occupants in next time period"},{"$f":"tpm1_wd!F10","v":"Probability of transition to three active occupants in next time period"},{"$f":"tpm1_wd!G10","v":"Probability of transition to four active occupants in next time period"},{"$f":"tpm1_wd!H10","v":"Probability of transition to five active occupants in next time period"},{"$f":"tpm1_wd!I10","v":"Probability of transition to six active occupants in next time period"}]
[1,0,0.98283261802575095,1.7167381974248899E-2,0,0,0,0,0]
[1,1,0.26896551724137902,0.71034482758620698,2.06896551724138E-2,0,0,0,0]
[1,2,4.6153846153846198E-2,0.138461538461538,0.81538461538461504,0,0,0,0]
[1,3,0,0,0.30769230769230799,0.69230769230769196,0,0,0]
[1,4,0,0,0,0,0,0,0]
[1,5,0,0,0,0,0,0,0]
[1,6,0,0,0,0,0,0,0]
[2,0,0.98,1.6E-2,4.0000000000000001E-3,0,0,0,0]
[2,1,0.18333333333333299,0.80833333333333302,8.3333333333333297E-3,0,0,0,0]
[2,2,0.18333333333333299,0.116666666666667,0.65,0.05,0,0,0]
[2,3,0,0,0.11111111111111099,0.88888888888888895,0,0,0]
[2,4,0,0,0,0,0,0,0]
[2,5,0,0,0,0,0,0,0]
[2,6,0,0,0,0,0,0,0]
[3,0,0.98087954110898701,1.9120458891013398E-2,0,0,0,0,0]
[3,1,0.24107142857142899,0.74107142857142905,1.7857142857142901E-2,0,0,0,0]
[3,2,6.9767441860465101E-2,0.162790697674419,0.76744186046511598,0,0,0,0]
[3,3,0,0,0.18181818181818199,0.81818181818181801,0,0,0]
[3,4,0,0,0,0,0,0,0]
[3,5,0,0,0,0,0,0,0]
[3,6,0,0,0,0,0,0,0]
[4,0,0.99079189686924496,9.2081031307550704E-3,0,0,0,0,0]
[4,1,0.18,0.81,0.01,0,0,0,0]
[4,2,8.1081081081081099E-2,0.162162162162162,0.75675675675675702,0,0,0,0]
[4,3,0,0,0.22222222222222199,0.77777777777777801,0,0,0]
[4,4,0,0,0,0,0,0,0]
[4,5,0,0,0,0,0,0,0]
[4,6,0,0,0,0,0,0,0]
[5,0,0.99284436493738804,5.3667262969588504E-3,1.78890876565295E-3,0,0,0,0]
[5,1,0.19565217391304299,0.80434782608695699,0,0,0,0,0]
[5,2,6.4516129032258104E-2,0.19354838709677399,0.74193548387096797,0,0,0,0]
[5,3,0,0,0.14285714285714299,0.85714285714285698,0,0,0]
[5,4,0,0,0,0,0,0,0]
[5,5,0,0,0,0,0,0,0]
[5,6,0,0,0,0,0,0,0]
[6,0,0.97739130434782595,2.0869565217391299E-2,1.7391304347826101E-3,0,0,0,0]
[6,1,0.313253012048193,0.686746987951807,0,0,0,0,0]
[6,2,0.32,0.16,0.52,0,0,0,0]
[6,3,0.16666666666666699,0,0.16666666666666699,0.66666666666666696,0,0,0]
[6,4,0,0,0,0,0,0,0]
[6,5,0,0,0,0,0,0,0]
[6,6,0,0,0,0,0,0,0]
[7,0,0.99497487437185905,5.0251256281407001E-3,0,0,0,0,0]
[7,1,0.164383561643836,0.82191780821917804,1.3698630136986301E-2,0,0,0,0]
[7,2,6.6666666666666693E-2,6.6666666666666693E-2,0.86666666666666703,0,0,0,0]
[7,3,0,0.25,0.25,0.5,0,0,0]
[7,4,0,0,0,0,0,0,0]
[7,5,0,0,0,0,0,0,0]
[7,6,0,0,0,0,0,0,0]
[8,0,0.99176276771004901,8.2372322899505798E-3,0,0,0,0,0]
[8,1,0.16923076923076899,0.83076923076923104,0,0,0,0,0]
[8,2,0.133333333333333,0.2,0.66666666666666696,0,0,0,0]
[8,3,0,0,0.5,0.5,0,0,0]
[8,4,0,0,0,0,0,0,0]
[8,5,0,0,0,0,0,0,0]
[8,6,0,0,0,0,0,0,0]
[9,0,0.99024390243902405,9.7560975609756097E-3,0,0,0,0,0]
[9,1,0.16129032258064499,0.82258064516129004,0,1.6129032258064498E-2,0,0,0]
[9,2,9.0909090909090898E-2,9.0909090909090898E-2,0.72727272727272696,9.0909090909090898E-2,0,0,0]
[9,3,0,0,0,1,0,0,0]
[9,4,0,0,0,0,0,0,0]
[9,5,0,0,0,0,0,0,0]
[9,6,0,0,0,0,0,0,0]
[10,0,0.99838709677419402,1.6129032258064501E-3,0,0,0,0,0]
[10,1,0.18965517241379301,0.77586206896551702,3.4482758620689703E-2,0,0,0,0]
[10,2,0.125,0,0.875,0,0,0,0]
[10,3,0,0,0,1,0,0,0]
[10,4,0,0,0,0,0,0,0]
[10,5,0,0,0,0,0,0,0]
[10,6,0,0,0,0,0,0,0]
[11,0,0.99524564183835196,4.7543581616481803E-3,0,0,0,0,0]
[11,1,0.217391304347826,0.78260869565217395,0,0,0,0,0]
[11,2,0,0.44444444444444398,0.55555555555555602,0,0,0,0]
[11,3,0,0.33333333333333298,0,0.66666666666666696,0,0,0]
[11,4,0,0,0,0,0,0,0]
[11,5,0,0,0,0,0,0,0]
[11,6,0,0,0,0,0,0,0]
[12,0,0.99686520376175503,3.1347962382445101E-3,0,0,0,0,0]
[12,1,0.27272727272727298,0.70454545454545503,2.27272727272727E-2,0,0,0,0]
[12,2,0,0.4,0.6,0,0,0,0]
[12,3,0,0,0.5,0.5,0,0,0]
[12,4,0,0,0,0,0,0,0]
[12,5,0,0,0,0,0,0,0]
[12,6,0,0,0,0,0,0,0]
[13,0,0.99382716049382702,6.17283950617284E-3,0,0,0,0,0]
[13,1,0.22857142857142901,0.77142857142857102,0,0,0,0,0]
[13,2,0,0.2,0.8,0,0,0,0]
[13,3,0,0,0,1,0,0,0]
[13,4,0,0,0,0,0,0,0]
[13,5,0,0,0,0,0,0,0]
[13,6,0,0,0,0,0,0,0]
[14,0,0.99233128834355799,6.13496932515337E-3,1.5337423312883399E-3,0,0,0,0]
[14,1,0.1875,0.8125,0,0,0,0,0]
[14,2,0,0,1,0,0,0,0]
[14,3,0,0,0,1,0,0,0]
[14,4,0,0,0,0,0,0,0]
[14,5,0,0,0,0,0,0,0]
[14,6,0,0,0,0,0,0,0]
[15,0,0.98621745788667703,1.22511485451761E-2,1.5313935681470099E-3,0,0,0,0]
[15,1,0.1,0.9,0,0,0,0,0]
[15,2,0,0.2,0.8,0,0,0,0]
[15,3,0,0,1,0,0,0,0]
[15,4,0,0,0,0,0,0,0]
[15,5,0,0,0,0,0,0,0]
[15,6,0,0,0,0,0,0,0]
[16,0,0.99381761978361705,6.18238021638331E-3,0,0,0,0,0]
[16,1,0.11111111111111099,0.88888888888888895,0,0,0,0,0]
[16,2,0,0.33333333333333298,0.66666666666666696,0,0,0,0]
[16,3,0,0,0,0,0,0,0]
[16,4,0,0,0,0,0,0,0]
[16,5,0,0,0,0,0,0,0]
[16,6,0,0,0,0,0,0,0]
[17,0,0.99845440494590398,1.5455950540958299E-3,0,0,0,0,0]
[17,1,0.31578947368421101,0.68421052631578905,0,0,0,0,0]
[17,2,0,0,1,0,0,0,0]
[17,3,0,0,0,0,0,0,0]
[17,4,0,0,0,0,0,0,0]
[17,5,0,0,0,0,0,0,0]
[17,6,0,0,0,0,0,0,0]
[18,0,0.99392097264437695,6.0790273556231003E-3,0,0,0,0,0]
[18,1,0.22222222222222199,0.74074074074074103,3.7037037037037E-2,0,0,0,0]
[18,2,0,0.25,0.75,0,0,0,0]
[18,3,0,0,0,0,0,0,0]
[18,4,0,0,0,0,0,0,0]
[18,5,0,0,0,0,0,0,0]
[18,6,0,0,0,0,0,0,0]
[19,0,0.99696969696969695,3.0303030303030299E-3,0,0,0,0,0]
[19,1,0.08,0.92,0,0,0,0,0]
[19,2,0.5,0,0.5,0,0,0,0]
[19,3,0,0,0,0,0,0,0]
[19,4,0,0,0,0,0,0,0]
[19,5,0,0,0,0,0,0,0]
[19,6,0,0,0,0,0,0,0]
[20,0,0.99848942598187296,0,1.51057401812689E-3,0,0,0,0]
[20,1,0.16,0.84,0,0,0,0,0]
[20,2,0.5,0,0.5,0,0,0,0]
[20,3,0,0,0,0,0,0,0]
[20,4,0,0,0,0,0,0,0]
[20,5,0,0,0,0,0,0,0]
[20,6,0,0,0,0,0,0,0]
[21,0,0.99549549549549599,4.5045045045045001E-3,0,0,0,0,0]
[21,1,0.14285714285714299,0.85714285714285698,0,0,0,0,0]
[21,2,0,0,1,0,0,0,0]
[21,3,0,0,0,0,0,0,0]
[21,4,0,0,0,0,0,0,0]
[21,5,0,0,0,0,0,0,0]
[21,6,0,0,0,0,0,0,0]
[22,0,0.99549549549549599,4.5045045045045001E-3,0,0,0,0,0]
[22,1,9.5238095238095205E-2,0.90476190476190499,0,0,0,0,0]
[22,2,0,0,1,0,0,0,0]
[22,3,0,0,0,0,0,0,0]
[22,4,0,0,0,0,0,0,0]
[22,5,0,0,0,0,0,0,0]
[22,6,0,0,0,0,0,0,0]
[23,0,0.98947368421052595,9.0225563909774407E-3,1.50375939849624E-3,0,0,0,0]
[23,1,0.27272727272727298,0.72727272727272696,0,0,0,0,0]
[23,2,0,0,1,0,0,0,0]
[23,3,0,0,0,0,0,0,0]
[23,4,0,0,0,0,0,0,0]
[23,5,0,0,0,0,0,0,0]
[23,6,0,0,0,0,0,0,0]
[24,0,0.98343373493975905,1.6566265060241E-2,0,0,0,0,0]
[24,1,1,0,0,0,0,0,0]
[24,2,1,0,0,0,0,0,0]
[24,3,0,0,0,0,0,0,0]
[24,4,0,0,0,0,0,0,0]
[24,5,0,0,0,0,0,0,0]
[24,6,0,0,0,0,0,0,0]
[25,0,0.99852507374631305,0,1.47492625368732E-3,0,0,0,0]
[25,1,0,1,0,0,0,0,0]
[25,2,0,0,0,0,0,0,0]
[25,3,0,0,0,0,0,0,0]
[25,4,0,0,0,0,0,0,0]
[25,5,0,0,0,0,0,0,0]
[25,6,0,0,0,0,0,0,0]
[26,0,0.99261447562777005,5.9084194977843396E-3,1.4771048744460901E-3,0,0,0,0]
[26,1,0,1,0,0,0,0,0]
[26,2,0,1,0,0,0,0,0]
[26,3,0,0,0,0,0,0,0]
[26,4,0,0,0,0,0,0,0]
[26,5,0,0,0,0,0,0,0]
[26,6,0,0,0,0,0,0,0]
[27,0,0.99404761904761896,5.9523809523809503E-3,0,0,0,0,0]
[27,1,0.5,0.5,0,0,0,0,0]
[27,2,0,0,1,0,0,0,0]
[27,3,0,0,0,0,0,0,0]
[27,4,0,0,0,0,0,0,0]
[27,5,0,0,0,0,0,0,0]
[27,6,0,0,0,0,0,0,0]
[28,0,0.99556213017751505,4.4378698224852098E-3,0,0,0,0,0]
[28,1,0.33333333333333298,0.66666666666666696,0,0,0,0,0]
[28,2,0,0,1,0,0,0,0]
[28,3,0,0,0,0,0,0,0]
[28,4,0,0,0,0,0,0,0]
[28,5,0,0,0,0,0,0,0]
[28,6,0,0,0,0,0,0,0]
[29,0,0.99261447562777005,7.3855243722304297E-3,0,0,0,0,0]
[29,1,0.54545454545454497,0.45454545454545497,0,0,0,0,0]
[29,2,0,0,1,0,0,0,0]
[29,3,0,0,0,0,0,0,0]
[29,4,0,0,0,0,0,0,0]
[29,5,0,0,0,0,0,0,0]
[29,6,0,0,0,0,0,0,0]
[30,0,0.98230088495575196,1.62241887905605E-2,1.47492625368732E-3,0,0,0,0]
[30,1,0.3,0.7,0,0,0,0,0]
[30,2,0,1,0,0,0,0,0]
[30,3,0,0,0,0,0,0,0]
[30,4,0,0,0,0,0,0,0]
[30,5,0,0,0,0,0,0,0]
[30,6,0,0,0,0,0,0,0]
[31,0,0.99402092675635301,5.9790732436472297E-3,0,0,0,0,0]
[31,1,0.26315789473684198,0.68421052631578905,5.2631578947368397E-2,0,0,0,0]
[31,2,1,0,0,0,0,0,0]
[31,3,0,0,0,0,0,0,0]
[31,4,0,0,0,0,0,0,0]
[31,5,0,0,0,0,0,0,0]
[31,6,0,0,0,0,0,0,0]
[32,0,0.98062593144560395,1.9374068554396402E-2,0,0,0,0,0]
[32,1,5.8823529411764698E-2,0.94117647058823495,0,0,0,0,0]
[32,2,0,1,0,0,0,0,0]
[32,3,0,0,0,0,0,0,0]
[32,4,0,0,0,0,0,0,0]
[32,5,0,0,0,0,0,0,0]
[32,6,0,0,0,0,0,0,0]
[33,0,0.987860394537178,1.21396054628225E-2,0,0,0,0,0]
[33,1,0.233333333333333,0.7,6.6666666666666693E-2,0,0,0,0]
[33,2,0,0,0,0,0,0,0]
[33,3,0,0,0,0,0,0,0]
[33,4,0,0,0,0,0,0,0]
[33,5,0,0,0,0,0,0,0]
[33,6,0,0,0,0,0,0,0]
[34,0,0.99088145896656499,9.11854103343465E-3,0,0,0,0,0]
[34,1,0.24137931034482801,0.72413793103448298,3.4482758620689703E-2,0,0,0,0]
[34,2,0,0,1,0,0,0,0]
[34,3,0,0,0,0,0,0,0]
[34,4,0,0,0,0,0,0,0]
[34,5,0,0,0,0,0,0,0]
[34,6,0,0,0,0,0,0,0]
[35,0,0.97268588770865005,2.7314112291350501E-2,0,0,0,0,0]
[35,1,0.33333333333333298,0.66666666666666696,0,0,0,0,0]
[35,2,0,0,1,0,0,0,0]
[35,3,0,0,0,0,0,0,0]
[35,4,0,0,0,0,0,0,0]
[35,5,0,0,0,0,0,0,0]
[35,6,0,0,0,0,0,0,0]
[36,0,0.96307692307692305,3.2307692307692301E-2,4.6153846153846202E-3,0,0,0,0]
[36,1,5.5555555555555601E-2,0.86111111111111105,8.3333333333333301E-2,0,0,0,0]
[36,2,0.33333333333333298,0.66666666666666696,0,0,0,0,0]
[36,3,0,0,0,0,0,0,0]
[36,4,0,0,0,0,0,0,0]
[36,5,0,0,0,0,0,0,0]
[36,6,0,0,0,0,0,0,0]
[37,0,0.98728139904610501,1.1128775834658201E-2,1.5898251192368799E-3,0,0,0,0]
[37,1,0.148148148148148,0.83333333333333304,1.85185185185185E-2,0,0,0,0]
[37,2,0,0,1,0,0,0,0]
[37,3,0,0,0,0,0,0,0]
[37,4,0,0,0,0,0,0,0]
[37,5,0,0,0,0,0,0,0]
[37,6,0,0,0,0,0,0,0]
[38,0,0.98251192368839402,1.7488076311605701E-2,0,0,0,0,0]
[38,1,0.134615384615385,0.82692307692307698,3.8461538461538498E-2,0,0,0,0]
[38,2,0,0.125,0.75,0.125,0,0,0]
[38,3,0,0,0,0,0,0,0]
[38,4,0,0,0,0,0,0,0]
[38,5,0,0,0,0,0,0,0]
[38,6,0,0,0,0,0,0,0]
[39,0,0.95840000000000003,0.04,1.6000000000000001E-3,0,0,0,0]
[39,1,0.218181818181818,0.78181818181818197,0,0,0,0,0]
[39,2,0,0.125,0.75,0.125,0,0,0]
[39,3,0,0,1,0,0,0,0]
[39,4,0,0,0,0,0,0,0]
[39,5,0,0,0,0,0,0,0]
[39,6,0,0,0,0,0,0,0]
[40,0,0.98199672667757798,1.30932896890344E-2,4.9099836333878896E-3,0,0,0,0]
[40,1,0.101449275362319,0.84057971014492705,5.7971014492753603E-2,0,0,0,0]
[40,2,0,0,0.875,0.125,0,0,0]
[40,3,0,0,0,1,0,0,0]
[40,4,0,0,0,0,0,0,0]
[40,5,0,0,0,0,0,0,0]
[40,6,0,0,0,0,0,0,0]
[41,0,0.96540362438220795,3.1301482701812197E-2,3.2948929159802298E-3,0,0,0,0]
[41,1,0.13636363636363599,0.84848484848484895,1.5151515151515201E-2,0,0,0,0]
[41,2,7.1428571428571397E-2,0.14285714285714299,0.78571428571428603,0,0,0,0]
[41,3,0,0,0,1,0,0,0]
[41,4,0,0,0,0,0,0,0]
[41,5,0,0,0,0,0,0,0]
[41,6,0,0,0,0,0,0,0]
[42,0,0.85906040268456396,0.10738255033557,3.35570469798658E-2,0,0,0,0]
[42,1,9.0909090909090898E-2,0.80519480519480502,9.0909090909090898E-2,1.2987012987013E-2,0,0,0]
[42,2,7.1428571428571397E-2,7.1428571428571397E-2,0.85714285714285698,0,0,0,0]
[42,3,0.5,0.5,0,0,0,0,0]
[42,4,0,0,0,0,0,0,0]
[42,5,0,0,0,0,0,0,0]
[42,6,0,0,0,0,0,0,0]
[43,0,0.93090211132437595,6.71785028790787E-2,1.9193857965451101E-3,0,0,0,0]
[43,1,3.90625E-2,0.8828125,7.8125E-2,0,0,0,0]
[43,2,0,0.128205128205128,0.79487179487179505,7.69230769230769E-2,0,0,0]
[43,3,0,0,0,1,0,0,0]
[43,4,0,0,0,0,0,0,0]
[43,5,0,0,0,0,0,0,0]
[43,6,0,0,0,0,0,0,0]
[44,0,0.916326530612245,7.5510204081632698E-2,8.1632653061224497E-3,0,0,0,0]
[44,1,5.22875816993464E-2,0.83006535947712401,9.8039215686274495E-2,1.9607843137254902E-2,0,0,0]
[44,2,4.7619047619047603E-2,0.119047619047619,0.80952380952380998,2.3809523809523801E-2,0,0,0]
[44,3,0,0,0,1,0,0,0]
[44,4,0,0,0,0,0,0,0]
[44,5,0,0,0,0,0,0,0]
[44,6,0,0,0,0,0,0,0]
[45,0,0.89760348583878002,9.1503267973856203E-2,1.08932461873638E-2,0,0,0,0]
[45,1,0.112426035502959,0.75147928994082802,0.124260355029586,1.18343195266272E-2,0,0,0]
[45,2,0,5.6603773584905703E-2,0.79245283018867896,0.15094339622641501,0,0,0]
[45,3,0,0,0.25,0.75,0,0,0]
[45,4,0,0,0,0,0,0,0]
[45,5,0,0,0,0,0,0,0]
[45,6,0,0,0,0,0,0,0]
[46,0,0.92343387470997695,6.2645011600928099E-2,1.3921113689095099E-2,0,0,0,0]
[46,1,7.5581395348837205E-2,0.831395348837209,9.3023255813953501E-2,0,0,0,0]
[46,2,0,7.1428571428571397E-2,0.871428571428571,5.7142857142857099E-2,0,0,0]
[46,3,6.25E-2,0,6.25E-2,0.875,0,0,0]
[46,4,0,0,0,0,0,0,0]
[46,5,0,0,0,0,0,0,0]
[46,6,0,0,0,0,0,0,0]
[47,0,0.89563106796116498,8.4951456310679602E-2,1.94174757281553E-2,0,0,0,0]
[47,1,0.04,0.85714285714285698,9.71428571428571E-2,5.7142857142857099E-3,0,0,0]
[47,2,0,9.5238095238095205E-2,0.85714285714285698,4.7619047619047603E-2,0,0,0]
[47,3,5.5555555555555601E-2,0,5.5555555555555601E-2,0.88888888888888895,0,0,0]
[47,4,0,0,0,0,0,0,0]
[47,5,0,0,0,0,0,0,0]
[47,6,0,0,0,0,0,0,0]
[48,0,0.81432360742705601,0.15384615384615399,2.3872679045092798E-2,7.9575596816976093E-3,0,0,0]
[48,1,6.7357512953367907E-2,0.72020725388601003,0.18652849740932601,2.59067357512953E-2,0,0,0]
[48,2,0,6.1224489795918401E-2,0.85714285714285698,8.1632653061224497E-2,0,0,0]
[48,3,4.7619047619047603E-2,4.7619047619047603E-2,9.5238095238095205E-2,0.80952380952380998,0,0,0]
[48,4,0,0,0,0,0,0,0]
[48,5,0,0,0,0,0,0,0]
[48,6,0,0,0,0,0,0,0]
[49,0,0.903426791277259,9.0342679127725894E-2,6.2305295950155796E-3,0,0,0,0]
[49,1,4.4117647058823498E-2,0.81372549019607798,0.13725490196078399,4.9019607843137298E-3,0,0,0]
[49,2,7.63358778625954E-3,6.8702290076335895E-2,0.80916030534351102,0.114503816793893,0,0,0]
[49,3,3.03030303030303E-2,3.03030303030303E-2,0.15151515151515199,0.78787878787878796,0,0,0]
[49,4,0,0,0,0,0,0,0]
[49,5,0,0,0,0,0,0,0]
[49,6,0,0,0,0,0,0,0]
[50,0,0.90033222591362105,7.6411960132890394E-2,1.9933554817275701E-2,3.3222591362126199E-3,0,0,0]
[50,1,5.3658536585365901E-2,0.79512195121951201,0.13170731707317099,1.9512195121951199E-2,0,0,0]
[50,2,0,9.2198581560283696E-2,0.80141843971631199,0.10638297872340401,0,0,0]
[50,3,0,0,0.119047619047619,0.88095238095238104,0,0,0]
[50,4,0,0,0,0,0,0,0]
[50,5,0,0,0,0,0,0,0]
[50,6,0,0,0,0,0,0,0]
[51,0,0.83333333333333304,0.13829787234042601,2.4822695035461001E-2,3.54609929078014E-3,0,0,0]
[51,1,3.5175879396984903E-2,0.78894472361808998,0.16582914572864299,1.00502512562814E-2,0,0,0]
[51,2,0,7.2847682119205295E-2,0.84105960264900703,8.6092715231788103E-2,0,0,0]
[51,3,1.7543859649122799E-2,7.0175438596491196E-2,0.105263157894737,0.80701754385964897,0,0,0]
[51,4,0,0,0,0,0,0,0]
[51,5,0,0,0,0,0,0,0]
[51,6,0,0,0,0,0,0,0]
[52,0,0.91769547325102896,7.8189300411522597E-2,4.11522633744856E-3,0,0,0,0]
[52,1,1.8957345971564E-2,0.86729857819905198,0.11374407582938401,0,0,0,0]
[52,2,0,6.3583815028901702E-2,0.87283236994219604,6.3583815028901702E-2,0,0,0]
[52,3,1.6129032258064498E-2,3.2258064516128997E-2,4.8387096774193498E-2,0.90322580645161299,0,0,0]
[52,4,0,0,0,0,0,0,0]
[52,5,0,0,0,0,0,0,0]
[52,6,0,0,0,0,0,0,0]
[53,0,0.87280701754386003,0.105263157894737,2.1929824561403501E-2,0,0,0,0]
[53,1,5.1162790697674397E-2,0.832558139534884,0.111627906976744,4.65116279069767E-3,0,0,0]
[53,2,1.67597765363128E-2,7.2625698324022395E-2,0.83240223463687102,7.8212290502793297E-2,0,0,0]
[53,3,4.47761194029851E-2,4.47761194029851E-2,7.4626865671641798E-2,0.83582089552238803,0,0,0]
[53,4,0,0,0,0,0,0,0]
[53,5,0,0,0,0,0,0,0]
[53,6,0,0,0,0,0,0,0]
[54,0,0.77314814814814803,0.16203703703703701,6.0185185185185203E-2,4.6296296296296302E-3,0,0,0]
[54,1,6.3926940639269403E-2,0.69863013698630105,0.20091324200913199,3.6529680365296802E-2,0,0,0]
[54,2,5.4644808743169399E-3,6.0109289617486301E-2,0.808743169398907,0.12568306010929001,0,0,0]
[54,3,0,4.2253521126760597E-2,0.140845070422535,0.81690140845070403,0,0,0]
[54,4,0,0,0,0,0,0,0]
[54,5,0,0,0,0,0,0,0]
[54,6,0,0,0,0,0,0,0]
[55,0,0.82417582417582402,0.14285714285714299,2.1978021978022001E-2,1.0989010989011E-2,0,0,0]
[55,1,3.4653465346534698E-2,0.82673267326732702,0.133663366336634,4.9504950495049497E-3,0,0,0]
[55,2,0,7.4418604651162804E-2,0.85116279069767398,7.4418604651162804E-2,0,0,0]
[55,3,1.1111111111111099E-2,0,0.1,0.88888888888888895,0,0,0]
[55,4,0,0,0,0,0,0,0]
[55,5,0,0,0,0,0,0,0]
[55,6,0,0,0,0,0,0,0]
[56,0,0.905063291139241,8.2278481012658194E-2,1.26582278481013E-2,0,0,0,0]
[56,1,5.7416267942583699E-2,0.803827751196172,0.12918660287081299,9.5693779904306199E-3,0,0,0]
[56,2,1.79372197309417E-2,8.5201793721973104E-2,0.83408071748878898,6.2780269058296007E-2,0,0,0]
[56,3,2.02020202020202E-2,2.02020202020202E-2,6.0606060606060601E-2,0.89898989898989901,0,0,0]
[56,4,0,0,0,0,0,0,0]
[56,5,0,0,0,0,0,0,0]
[56,6,0,0,0,0,0,0,0]
[57,0,0.85714285714285698,0.13043478260869601,6.2111801242236003E-3,6.2111801242236003E-3,0,0,0]
[57,1,3.9603960396039598E-2,0.85148514851485102,9.4059405940594101E-2,1.4851485148514899E-2,0,0,0]
[57,2,3.1674208144796399E-2,5.4298642533936702E-2,0.77375565610859698,0.14027149321266999,0,0,0]
[57,3,1.9047619047619001E-2,9.5238095238095195E-3,0.104761904761905,0.86666666666666703,0,0,0]
[57,4,0,0,0,0,0,0,0]
[57,5,0,0,0,0,0,0,0]
[57,6,0,0,0,0,0,0,0]
[58,0,0.89677419354838706,9.6774193548387094E-2,6.4516129032258099E-3,0,0,0,0]
[58,1,5.3398058252427202E-2,0.82524271844660202,0.121359223300971,0,0,0,0]
[58,2,1.4851485148514899E-2,7.9207920792079195E-2,0.85148514851485102,5.4455445544554497E-2,0,0,0]
[58,3,0,2.3809523809523801E-2,0.11111111111111099,0.865079365079365,0,0,0]
[58,4,0,0,0,0,0,0,0]
[58,5,0,0,0,0,0,0,0]
[58,6,0,0,0,0,0,0,0]
[59,0,0.934640522875817,5.8823529411764698E-2,6.5359477124183E-3,0,0,0,0]
[59,1,6.8627450980392204E-2,0.81372549019607798,0.11274509803921599,4.9019607843137298E-3,0,0,0]
[59,2,1.41509433962264E-2,8.9622641509433998E-2,0.82547169811320797,7.0754716981132101E-2,0,0,0]
[59,3,1.6666666666666701E-2,8.3333333333333301E-2,6.6666666666666693E-2,0.83333333333333304,0,0,0]
[59,4,0,0,0,0,0,0,0]
[59,5,0,0,0,0,0,0,0]
[59,6,0,0,0,0,0,0,0]
[60,0,0.75925925925925897,0.18518518518518501,4.9382716049382699E-2,6.17283950617284E-3,0,0,0]
[60,1,0.10294117647058799,0.65686274509803899,0.19607843137254899,4.4117647058823498E-2,0,0,0]
[60,2,1.9323671497584499E-2,0.164251207729469,0.72463768115941996,9.1787439613526603E-2,0,0,0]
[60,3,2.5862068965517199E-2,0,0.163793103448276,0.81034482758620696,0,0,0]
[60,4,0,0,0,0,0,0,0]
[60,5,0,0,0,0,0,0,0]
[60,6,0,0,0,0,0,0,0]
[61,0,0.927152317880795,5.2980132450331098E-2,1.3245033112582801E-2,6.6225165562913899E-3,0,0,0]
[61,1,5.5555555555555601E-2,0.86363636363636398,7.5757575757575801E-2,5.0505050505050501E-3,0,0,0]
[61,2,0,3.6866359447004601E-2,0.91244239631336399,5.0691244239631297E-2,0,0,0]
[61,3,8.1300813008130107E-3,1.6260162601626001E-2,7.3170731707317097E-2,0.90243902439024404,0,0,0]
[61,4,0,0,0,0,0,0,0]
[61,5,0,0,0,0,0,0,0]
[61,6,0,0,0,0,0,0,0]
[62,0,0.92763157894736803,6.5789473684210495E-2,0,6.5789473684210497E-3,0,0,0]
[62,1,4.7619047619047603E-2,0.92063492063492103,2.6455026455026499E-2,5.2910052910052898E-3,0,0,0]
[62,2,1.7857142857142901E-2,6.25E-2,0.85714285714285698,6.25E-2,0,0,0]
[62,3,1.6129032258064498E-2,3.2258064516128997E-2,5.6451612903225798E-2,0.89516129032258096,0,0,0]
[62,4,0,0,0,0,0,0,0]
[62,5,0,0,0,0,0,0,0]
[62,6,0,0,0,0,0,0,0]
[63,0,0.92948717948717996,5.7692307692307702E-2,1.2820512820512799E-2,0,0,0,0]
[63,1,4.95049504950495E-2,0.82178217821782196,0.118811881188119,9.9009900990098994E-3,0,0,0]
[63,2,9.8039215686274508E-3,8.8235294117647106E-2,0.85784313725490202,4.4117647058823498E-2,0,0,0]
[63,3,0,3.9370078740157501E-2,0.12598425196850399,0.83464566929133899,0,0,0]
[63,4,0,0,0,0,0,0,0]
[63,5,0,0,0,0,0,0,0]
[63,6,0,0,0,0,0,0,0]
[64,0,0.91719745222929905,8.2802547770700605E-2,0,0,0,0,0]
[64,1,2.02020202020202E-2,0.89393939393939403,8.0808080808080801E-2,5.0505050505050501E-3,0,0,0]
[64,2,2.76497695852535E-2,3.6866359447004601E-2,0.89400921658986199,4.1474654377880199E-2,0,0,0]
[64,3,1.7094017094017099E-2,2.5641025641025599E-2,5.9829059829059797E-2,0.89743589743589702,0,0,0]
[64,4,0,0,0,0,0,0,0]
[64,5,0,0,0,0,0,0,0]
[64,6,0,0,0,0,0,0,0]
[65,0,0.94230769230769196,3.2051282051282E-2,1.9230769230769201E-2,6.41025641025641E-3,0,0,0]
[65,1,6.9651741293532299E-2,0.89552238805970197,2.9850746268656699E-2,4.97512437810945E-3,0,0,0]
[65,2,1.3824884792626699E-2,0.101382488479263,0.84792626728110598,3.6866359447004601E-2,0,0,0]
[65,3,2.6086956521739101E-2,1.7391304347826101E-2,6.9565217391304293E-2,0.88695652173912998,0,0,0]
[65,4,0,0,0,0,0,0,0]
[65,5,0,0,0,0,0,0,0]
[65,6,0,0,0,0,0,0,0]
[66,0,0.88622754491017997,9.5808383233532898E-2,1.79640718562874E-2,0,0,0,0]
[66,1,0.11483253588516699,0.78947368421052599,7.6555023923445001E-2,1.9138755980861202E-2,0,0,0]
[66,2,1.49253731343284E-2,8.9552238805970102E-2,0.82089552238805996,7.4626865671641798E-2,0,0,0]
[66,3,2.6785714285714302E-2,2.6785714285714302E-2,0.125,0.82142857142857095,0,0,0]
[66,4,0,0,0,0,0,0,0]
[66,5,0,0,0,0,0,0,0]
[66,6,0,0,0,0,0,0,0]
[67,0,0.91573033707865203,6.7415730337078705E-2,1.6853932584269701E-2,0,0,0,0]
[67,1,5.4455445544554497E-2,0.86138613861386104,7.9207920792079195E-2,4.9504950495049497E-3,0,0,0]
[67,2,5.0505050505050501E-3,4.5454545454545497E-2,0.86363636363636398,8.5858585858585898E-2,0,0,0]
[67,3,0,9.0090090090090107E-3,0.117117117117117,0.87387387387387405,0,0,0]
[67,4,0,0,0,0,0,0,0]
[67,5,0,0,0,0,0,0,0]
[67,6,0,0,0,0,0,0,0]
[68,0,0.95428571428571396,3.4285714285714301E-2,1.1428571428571401E-2,0,0,0,0]
[68,1,4.08163265306122E-2,0.88775510204081598,6.6326530612244902E-2,5.1020408163265302E-3,0,0,0]
[68,2,2.4630541871921201E-2,6.4039408866995107E-2,0.87192118226601001,3.9408866995073899E-2,0,0,0]
[68,3,2.6086956521739101E-2,4.3478260869565202E-2,8.6956521739130405E-2,0.84347826086956501,0,0,0]
[68,4,0,0,0,0,0,0,0]
[68,5,0,0,0,0,0,0,0]
[68,6,0,0,0,0,0,0,0]
[69,0,0.92896174863388004,6.0109289617486301E-2,1.0928961748633901E-2,0,0,0,0]
[69,1,3.03030303030303E-2,0.88383838383838398,8.0808080808080801E-2,5.0505050505050501E-3,0,0,0]
[69,2,2.9702970297029702E-2,8.9108910891089105E-2,0.80693069306930698,7.4257425742574296E-2,0,0,0]
[69,3,9.4339622641509396E-3,1.88679245283019E-2,7.5471698113207503E-2,0.89622641509433998,0,0,0]
[69,4,0,0,0,0,0,0,0]
[69,5,0,0,0,0,0,0,0]
[69,6,0,0,0,0,0,0,0]
[70,0,0.92896174863388004,5.4644808743169397E-2,1.63934426229508E-2,0,0,0,0]
[70,1,3.3980582524271802E-2,0.89320388349514601,6.7961165048543701E-2,4.8543689320388302E-3,0,0,0]
[70,2,2.1164021164021201E-2,5.8201058201058198E-2,0.87301587301587302,4.7619047619047603E-2,0,0,0]
[70,3,0,2.7027027027027001E-2,4.5045045045045001E-2,0.927927927927928,0,0,0]
[70,4,0,0,0,0,0,0,0]
[70,5,0,0,0,0,0,0,0]
[70,6,0,0,0,0,0,0,0]
[71,0,0.97790055248618801,2.2099447513812199E-2,0,0,0,0,0]
[71,1,6.25E-2,0.84134615384615397,9.1346153846153799E-2,4.8076923076923097E-3,0,0,0]
[71,2,3.20855614973262E-2,6.9518716577540093E-2,0.82887700534759401,6.9518716577540093E-2,0,0,0]
[71,3,8.8495575221238902E-3,4.4247787610619503E-2,0.11504424778761101,0.83185840707964598,0,0,0]
[71,4,0,0,0,0,0,0,0]
[71,5,0,0,0,0,0,0,0]
[71,6,0,0,0,0,0,0,0]
[72,0,0.89847715736040601,6.0913705583756299E-2,3.0456852791878201E-2,1.01522842639594E-2,0,0,0]
[72,1,6.5989847715736002E-2,0.79187817258883297,0.13705583756345199,5.0761421319797002E-3,0,0,0]
[72,2,2.1390374331550801E-2,8.5561497326203204E-2,0.81283422459893095,8.0213903743315496E-2,0,0,0]
[72,3,1.85185185185185E-2,4.6296296296296301E-2,0.148148148148148,0.78703703703703698,0,0,0]
[72,4,0,0,0,0,0,0,0]
[72,5,0,0,0,0,0,0,0]
[72,6,0,0,0,0,0,0,0]
[73,0,0.93367346938775497,5.6122448979591802E-2,5.1020408163265302E-3,5.1020408163265302E-3,0,0,0]
[73,1,2.6455026455026499E-2,0.87830687830687804,8.99470899470899E-2,5.2910052910052898E-3,0,0,0]
[73,2,1.99004975124378E-2,6.9651741293532299E-2,0.86069651741293496,4.9751243781094502E-2,0,0,0]
[73,3,0,9.7087378640776708E-3,8.7378640776699004E-2,0.90291262135922301,0,0,0]
[73,4,0,0,0,0,0,0,0]
[73,5,0,0,0,0,0,0,0]
[73,6,0,0,0,0,0,0,0]
[74,0,0.91145833333333304,5.2083333333333301E-2,3.6458333333333301E-2,0,0,0,0]
[74,1,3.6458333333333301E-2,0.89583333333333304,5.7291666666666699E-2,1.0416666666666701E-2,0,0,0]
[74,2,1.4999999999999999E-2,4.4999999999999998E-2,0.89500000000000002,4.4999999999999998E-2,0,0,0]
[74,3,9.5238095238095195E-3,9.5238095238095195E-3,7.6190476190476197E-2,0.90476190476190499,0,0,0]
[74,4,0,0,0,0,0,0,0]
[74,5,0,0,0,0,0,0,0]
[74,6,0,0,0,0,0,0,0]
[75,0,0.91935483870967705,6.4516129032258104E-2,1.6129032258064498E-2,0,0,0,0]
[75,1,8.3333333333333301E-2,0.84375,6.25E-2,1.0416666666666701E-2,0,0,0]
[75,2,1.46341463414634E-2,4.8780487804878099E-2,0.88292682926829302,5.3658536585365901E-2,0,0,0]
[75,3,9.4339622641509396E-3,1.88679245283019E-2,9.4339622641509399E-2,0.87735849056603799,0,0,0]
[75,4,0,0,0,0,0,0,0]
[75,5,0,0,0,0,0,0,0]
[75,6,0,0,0,0,0,0,0]
[76,0,0.93717277486910999,4.7120418848167499E-2,1.04712041884817E-2,5.2356020942408397E-3,0,0,0]
[76,1,6.4516129032258104E-2,0.84408602150537604,6.4516129032258104E-2,2.68817204301075E-2,0,0,0]
[76,2,9.7087378640776708E-3,4.3689320388349502E-2,0.91262135922330101,3.3980582524271802E-2,0,0,0]
[76,3,9.4339622641509396E-3,1.88679245283019E-2,6.6037735849056603E-2,0.90566037735849103,0,0,0]
[76,4,0,0,0,0,0,0,0]
[76,5,0,0,0,0,0,0,0]
[76,6,0,0,0,0,0,0,0]
[77,0,0.95360824742268002,4.6391752577319603E-2,0,0,0,0,0]
[77,1,0.101694915254237,0.870056497175141,2.82485875706215E-2,0,0,0,0]
[77,2,0,7.6555023923445001E-2,0.88995215311004805,3.3492822966507199E-2,0,0,0]
[77,3,9.1743119266055103E-3,1.8348623853211E-2,4.5871559633027498E-2,0.92660550458715596,0,0,0]
[77,4,0,0,0,0,0,0,0]
[77,5,0,0,0,0,0,0,0]
[77,6,0,0,0,0,0,0,0]
[78,0,0.85294117647058798,0.11274509803921599,2.9411764705882401E-2,4.9019607843137298E-3,0,0,0]
[78,1,9.9447513812154706E-2,0.67955801104972402,0.17679558011049701,4.4198895027624301E-2,0,0,0]
[78,2,3.5714285714285698E-2,7.1428571428571397E-2,0.77040816326530603,0.122448979591837,0,0,0]
[78,3,2.7777777777777801E-2,1.85185185185185E-2,0.148148148148148,0.80555555555555602,0,0,0]
[78,4,0,0,0,0,0,0,0]
[78,5,0,0,0,0,0,0,0]
[78,6,0,0,0,0,0,0,0]
[79,0,0.91584158415841599,7.4257425742574296E-2,4.9504950495049497E-3,4.9504950495049497E-3,0,0,0]
[79,1,4.3209876543209902E-2,0.85185185185185197,8.0246913580246895E-2,2.4691358024691398E-2,0,0,0]
[79,2,4.8780487804877997E-3,4.8780487804878099E-2,0.89268292682926798,5.3658536585365901E-2,0,0,0]
[79,3,0,0,6.6666666666666693E-2,0.93333333333333302,0,0,0]
[79,4,0,0,0,0,0,0,0]
[79,5,0,0,0,0,0,0,0]
[79,6,0,0,0,0,0,0,0]
[80,0,0.92746113989637302,5.1813471502590698E-2,2.0725388601036301E-2,0,0,0,0]
[80,1,4.2944785276073601E-2,0.871165644171779,6.7484662576687102E-2,1.84049079754601E-2,0,0,0]
[80,2,0,9.2682926829268306E-2,0.86341463414634101,4.39024390243902E-2,0,0,0]
[80,3,0,7.8125E-3,4.6875E-2,0.9453125,0,0,0]
[80,4,0,0,0,0,0,0,0]
[80,5,0,0,0,0,0,0,0]
[80,6,0,0,0,0,0,0,0]
[81,0,0.89784946236559104,8.6021505376344107E-2,1.0752688172042999E-2,5.3763440860215101E-3,0,0,0]
[81,1,9.8837209302325604E-2,0.82558139534883701,6.9767441860465101E-2,5.8139534883720903E-3,0,0,0]
[81,2,0,5.5555555555555601E-2,0.88383838383838398,6.0606060606060601E-2,0,0,0]
[81,3,2.2556390977443601E-2,1.50375939849624E-2,0.13533834586466201,0.82706766917293195,0,0,0]
[81,4,0,0,0,0,0,0,0]
[81,5,0,0,0,0,0,0,0]
[81,6,0,0,0,0,0,0,0]
[82,0,0.93048128342245995,5.3475935828876997E-2,1.60427807486631E-2,0,0,0,0]
[82,1,2.3391812865497099E-2,0.90643274853801203,6.4327485380116997E-2,5.8479532163742704E-3,0,0,0]
[82,2,9.6618357487922701E-3,0.101449275362319,0.84541062801932398,4.3478260869565202E-2,0,0,0]
[82,3,1.6129032258064498E-2,0,8.0645161290322606E-2,0.90322580645161299,0,0,0]
[82,4,0,0,0,0,0,0,0]
[82,5,0,0,0,0,0,0,0]
[82,6,0,0,0,0,0,0,0]
[83,0,0.92857142857142905,4.94505494505494E-2,1.6483516483516501E-2,5.4945054945054897E-3,0,0,0]
[83,1,9.6774193548387094E-2,0.86021505376344098,3.7634408602150497E-2,5.3763440860215101E-3,0,0,0]
[83,2,5.0251256281407001E-3,8.0402010050251299E-2,0.86432160804020097,5.0251256281407003E-2,0,0,0]
[83,3,8.1967213114754103E-3,1.63934426229508E-2,6.5573770491803296E-2,0.90983606557377095,0,0,0]
[83,4,0,0,0,0,0,0,0]
[83,5,0,0,0,0,0,0,0]
[83,6,0,0,0,0,0,0,0]
[84,0,0.88888888888888895,7.4074074074074098E-2,2.1164021164021201E-2,1.58730158730159E-2,0,0,0]
[84,1,8.0213903743315496E-2,0.82352941176470595,7.4866310160427801E-2,2.1390374331550801E-2,0,0,0]
[84,2,5.2631578947368397E-2,5.7894736842105297E-2,0.82105263157894703,6.8421052631578994E-2,0,0,0]
[84,3,0,2.4390243902439001E-2,9.7560975609756101E-2,0.87804878048780499,0,0,0]
[84,4,0,0,0,0,0,0,0]
[84,5,0,0,0,0,0,0,0]
[84,6,0,0,0,0,0,0,0]
[85,0,0.94300518134714995,3.6269430051813503E-2,1.55440414507772E-2,5.1813471502590702E-3,0,0,0]
[85,1,5.4945054945054903E-2,0.86263736263736301,8.2417582417582402E-2,0,0,0,0]
[85,2,1.6129032258064498E-2,6.4516129032258104E-2,0.88709677419354804,3.2258064516128997E-2,0,0,0]
[85,3,7.8125E-3,7.8125E-3,7.8125E-2,0.90625,0,0,0]
[85,4,0,0,0,0,0,0,0]
[85,5,0,0,0,0,0,0,0]
[85,6,0,0,0,0,0,0,0]
[86,0,0.93367346938775497,4.5918367346938799E-2,2.04081632653061E-2,0,0,0,0]
[86,1,3.9548022598870101E-2,0.92090395480225995,3.3898305084745797E-2,5.6497175141242903E-3,0,0,0]
[86,2,1.55440414507772E-2,6.21761658031088E-2,0.88082901554404103,4.1450777202072499E-2,0,0,0]
[86,3,8.1300813008130107E-3,1.6260162601626001E-2,8.9430894308943104E-2,0.88617886178861804,0,0,0]
[86,4,0,0,0,0,0,0,0]
[86,5,0,0,0,0,0,0,0]
[86,6,0,0,0,0,0,0,0]
[87,0,0.93298969072164994,6.7010309278350499E-2,0,0,0,0,0]
[87,1,5.9139784946236597E-2,0.83870967741935498,9.1397849462365593E-2,1.0752688172042999E-2,0,0,0]
[87,2,5.2356020942408397E-3,7.8534031413612607E-2,0.83769633507853403,7.8534031413612607E-2,0,0,0]
[87,3,0,3.3898305084745797E-2,0.101694915254237,0.86440677966101698,0,0,0]
[87,4,0,0,0,0,0,0,0]
[87,5,0,0,0,0,0,0,0]
[87,6,0,0,0,0,0,0,0]
[88,0,0.95854922279792698,4.1450777202072499E-2,0,0,0,0,0]
[88,1,7.4468085106383003E-2,0.87765957446808496,4.2553191489361701E-2,5.31914893617021E-3,0,0,0]
[88,2,1.58730158730159E-2,5.8201058201058198E-2,0.89417989417989396,3.1746031746031703E-2,0,0,0]
[88,3,0,0,5.8823529411764698E-2,0.94117647058823495,0,0,0]
[88,4,0,0,0,0,0,0,0]
[88,5,0,0,0,0,0,0,0]
[88,6,0,0,0,0,0,0,0]
[89,0,0.92574257425742601,6.43564356435644E-2,4.9504950495049497E-3,4.9504950495049497E-3,0,0,0]
[89,1,5.4347826086956499E-2,0.84782608695652195,9.2391304347826095E-2,5.4347826086956503E-3,0,0,0]
[89,2,0,4.3478260869565202E-2,0.92391304347826098,3.2608695652173898E-2,0,0,0]
[89,3,8.4033613445378096E-3,8.4033613445378096E-3,8.40336134453782E-2,0.89915966386554602,0,0,0]
[89,4,0,0,0,0,0,0,0]
[89,5,0,0,0,0,0,0,0]
[89,6,0,0,0,0,0,0,0]
[90,0,0.88888888888888895,7.5757575757575801E-2,3.5353535353535401E-2,0,0,0,0]
[90,1,0.106741573033708,0.83146067415730296,5.6179775280898903E-2,5.6179775280898901E-3,0,0,0]
[90,2,2.02020202020202E-2,7.0707070707070704E-2,0.83838383838383801,7.0707070707070704E-2,0,0,0]
[90,3,1.7391304347826101E-2,1.7391304347826101E-2,9.5652173913043495E-2,0.86956521739130399,0,0,0]
[90,4,0,0,0,0,0,0,0]
[90,5,0,0,0,0,0,0,0]
[90,6,0,0,0,0,0,0,0]
[91,0,0.90049751243781095,5.9701492537313397E-2,2.48756218905473E-2,1.49253731343284E-2,0,0,0]
[91,1,6.1452513966480403E-2,0.87709497206703901,5.5865921787709501E-2,5.5865921787709499E-3,0,0,0]
[91,2,1.03092783505155E-2,6.7010309278350499E-2,0.89175257731958801,3.09278350515464E-2,0,0,0]
[91,3,1.7391304347826101E-2,2.6086956521739101E-2,7.8260869565217397E-2,0.87826086956521698,0,0,0]
[91,4,0,0,0,0,0,0,0]
[91,5,0,0,0,0,0,0,0]
[91,6,0,0,0,0,0,0,0]
[92,0,0.95918367346938804,2.5510204081632699E-2,1.53061224489796E-2,0,0,0,0]
[92,1,3.7837837837837798E-2,0.891891891891892,5.4054054054054099E-2,1.62162162162162E-2,0,0,0]
[92,2,1.01522842639594E-2,4.5685279187817299E-2,0.88324873096446699,6.0913705583756299E-2,0,0,0]
[92,3,0,0,9.90990990990991E-2,0.90090090090090102,0,0,0]
[92,4,0,0,0,0,0,0,0]
[92,5,0,0,0,0,0,0,0]
[92,6,0,0,0,0,0,0,0]
[93,0,0.90862944162436499,7.1065989847715699E-2,2.0304568527918801E-2,0,0,0,0]
[93,1,1.67597765363128E-2,0.89385474860335201,7.8212290502793297E-2,1.11731843575419E-2,0,0,0]
[93,2,1.01010101010101E-2,4.0404040404040401E-2,0.90909090909090895,4.0404040404040401E-2,0,0,0]
[93,3,1.7391304347826101E-2,1.7391304347826101E-2,5.21739130434783E-2,0.91304347826086996,0,0,0]
[93,4,0,0,0,0,0,0,0]
[93,5,0,0,0,0,0,0,0]
[93,6,0,0,0,0,0,0,0]
[94,0,0.94086021505376305,3.2258064516128997E-2,1.6129032258064498E-2,1.0752688172042999E-2,0,0,0]
[94,1,2.1739130434782601E-2,0.90217391304347805,6.5217391304347797E-2,1.0869565217391301E-2,0,0,0]
[94,2,9.8039215686274508E-3,9.8039215686274508E-3,0.94117647058823495,3.9215686274509803E-2,0,0,0]
[94,3,0,1.7391304347826101E-2,2.6086956521739101E-2,0.95652173913043503,0,0,0]
[94,4,0,0,0,0,0,0,0]
[94,5,0,0,0,0,0,0,0]
[94,6,0,0,0,0,0,0,0]
[95,0,0.95580110497237603,2.7624309392265199E-2,1.1049723756906099E-2,5.5248618784530402E-3,0,0,0]
[95,1,3.97727272727273E-2,0.89204545454545503,5.6818181818181802E-2,1.13636363636364E-2,0,0,0]
[95,2,1.4285714285714299E-2,5.2380952380952403E-2,0.85714285714285698,7.6190476190476197E-2,0,0,0]
[95,3,0,0,7.3770491803278701E-2,0.92622950819672101,0,0,0]
[95,4,0,0,0,0,0,0,0]
[95,5,0,0,0,0,0,0,0]
[95,6,0,0,0,0,0,0,0]
[96,0,0.84153005464480901,0.109289617486339,2.7322404371584699E-2,2.1857923497267801E-2,0,0,0]
[96,1,0.109826589595376,0.69364161849711004,0.17341040462427701,2.3121387283237E-2,0,0,0]
[96,2,4.97512437810945E-3,5.9701492537313397E-2,0.81094527363184099,0.124378109452736,0,0,0]
[96,3,0,3.7878787878787901E-2,0.12878787878787901,0.83333333333333304,0,0,0]
[96,4,0,0,0,0,0,0,0]
[96,5,0,0,0,0,0,0,0]
[96,6,0,0,0,0,0,0,0]
[97,0,0.94252873563218398,4.0229885057471299E-2,1.1494252873563199E-2,5.74712643678161E-3,0,0,0]
[97,1,3.1847133757961797E-2,0.89808917197452198,7.0063694267515894E-2,0,0,0,0]
[97,2,4.65116279069767E-3,2.32558139534884E-2,0.95348837209302295,1.8604651162790701E-2,0,0,0]
[97,3,0,0,3.4965034965035002E-2,0.965034965034965,0,0,0]
[97,4,0,0,0,0,0,0,0]
[97,5,0,0,0,0,0,0,0]
[97,6,0,0,0,0,0,0,0]
[98,0,0.93529411764705905,5.29411764705882E-2,1.1764705882352899E-2,0,0,0,0]
[98,1,2.61437908496732E-2,0.88235294117647101,7.8431372549019607E-2,1.30718954248366E-2,0,0,0]
[98,2,4.4843049327354303E-3,3.5874439461883401E-2,0.910313901345291,4.9327354260089697E-2,0,0,0]
[98,3,6.9930069930069904E-3,0,3.4965034965035002E-2,0.95804195804195802,0,0,0]
[98,4,0,0,0,0,0,0,0]
[98,5,0,0,0,0,0,0,0]
[98,6,0,0,0,0,0,0,0]
[99,0,0.91515151515151505,4.8484848484848499E-2,2.4242424242424201E-2,1.21212121212121E-2,0,0,0]
[99,1,2.6315789473684199E-2,0.84868421052631604,0.11184210526315801,1.3157894736842099E-2,0,0,0]
[99,2,9.0090090090090107E-3,4.5045045045045001E-2,0.90090090090090102,4.5045045045045001E-2,0,0,0]
[99,3,6.6666666666666697E-3,0.02,5.3333333333333302E-2,0.92,0,0,0]
[99,4,0,0,0,0,0,0,0]
[99,5,0,0,0,0,0,0,0]
[99,6,0,0,0,0,0,0,0]
[100,0,0.911392405063291,4.4303797468354403E-2,3.7974683544303799E-2,6.3291139240506302E-3,0,0,0]
[100,1,2.66666666666667E-2,0.86666666666666703,0.1,6.6666666666666697E-3,0,0,0]
[100,2,4.3668122270742399E-3,3.4934497816593899E-2,0.89956331877729301,6.1135371179039298E-2,0,0,0]
[100,3,0,0,4.6052631578947401E-2,0.95394736842105299,0,0,0]
[100,4,0,0,0,0,0,0,0]
[100,5,0,0,0,0,0,0,0]
[100,6,0,0,0,0,0,0,0]
[101,0,0.91946308724832204,6.0402684563758399E-2,1.34228187919463E-2,6.7114093959731499E-3,0,0,0]
[101,1,3.4482758620689703E-2,0.88965517241379299,7.5862068965517199E-2,0,0,0,0]
[101,2,8.5470085470085496E-3,2.9914529914529898E-2,0.91025641025641002,5.1282051282051301E-2,0,0,0]
[101,3,0,6.2111801242236003E-3,4.9689440993788803E-2,0.94409937888198803,0,0,0]
[101,4,0,0,0,0,0,0,0]
[101,5,0,0,0,0,0,0,0]
[101,6,0,0,0,0,0,0,0]
[102,0,0.84722222222222199,0.125,2.7777777777777801E-2,0,0,0,0]
[102,1,5.4794520547945202E-2,0.78767123287671204,0.102739726027397,5.4794520547945202E-2,0,0,0]
[102,2,8.5470085470085496E-3,5.9829059829059797E-2,0.79914529914529897,0.13247863247863201,0,0,0]
[102,3,0,0,6.0606060606060601E-2,0.939393939393939,0,0,0]
[102,4,0,0,0,0,0,0,0]
[102,5,0,0,0,0,0,0,0]
[102,6,0,0,0,0,0,0,0]
[103,0,0.87121212121212099,9.8484848484848495E-2,1.5151515151515201E-2,1.5151515151515201E-2,0,0,0]
[103,1,2.7210884353741499E-2,0.76870748299319702,0.156462585034014,4.7619047619047603E-2,0,0,0]
[103,2,0,4.6296296296296301E-2,0.88888888888888895,6.4814814814814797E-2,0,0,0]
[103,3,0,1.03092783505155E-2,3.60824742268041E-2,0.95360824742268002,0,0,0]
[103,4,0,0,0,0,0,0,0]
[103,5,0,0,0,0,0,0,0]
[103,6,0,0,0,0,0,0,0]
[104,0,0.89075630252100801,6.7226890756302504E-2,2.5210084033613401E-2,1.6806722689075598E-2,0,0,0]
[104,1,4.3478260869565202E-2,0.86231884057970998,9.4202898550724598E-2,0,0,0,0]
[104,2,0,4.0178571428571397E-2,0.87053571428571397,8.9285714285714302E-2,0,0,0]
[104,3,4.8076923076923097E-3,0,5.7692307692307702E-2,0.9375,0,0,0]
[104,4,0,0,0,0,0,0,0]
[104,5,0,0,0,0,0,0,0]
[104,6,0,0,0,0,0,0,0]
[105,0,0.88495575221238898,9.7345132743362803E-2,1.7699115044247801E-2,0,0,0,0]
[105,1,2.9411764705882401E-2,0.82352941176470595,0.125,2.2058823529411801E-2,0,0,0]
[105,2,8.9686098654708502E-3,4.4843049327354299E-2,0.86098654708520195,8.5201793721973104E-2,0,0,0]
[105,3,0,9.2165898617511503E-3,6.4516129032258104E-2,0.92626728110599099,0,0,0]
[105,4,0,0,0,0,0,0,0]
[105,5,0,0,0,0,0,0,0]
[105,6,0,0,0,0,0,0,0]
[106,0,0.93396226415094297,1.88679245283019E-2,1.88679245283019E-2,2.83018867924528E-2,0,0,0]
[106,1,2.2222222222222199E-2,0.88148148148148198,8.1481481481481502E-2,1.48148148148148E-2,0,0,0]
[106,2,1.3333333333333299E-2,4.4444444444444398E-2,0.88444444444444403,5.7777777777777803E-2,0,0,0]
[106,3,0,4.4843049327354303E-3,6.2780269058296007E-2,0.93273542600896897,0,0,0]
[106,4,0,0,0,0,0,0,0]
[106,5,0,0,0,0,0,0,0]
[106,6,0,0,0,0,0,0,0]
[107,0,0.85714285714285698,9.5238095238095205E-2,3.8095238095238099E-2,9.5238095238095195E-3,0,0,0]
[107,1,3.03030303030303E-2,0.82575757575757602,0.12878787878787901,1.5151515151515201E-2,0,0,0]
[107,2,4.4247787610619503E-3,5.3097345132743397E-2,0.88495575221238898,5.7522123893805302E-2,0,0,0]
[107,3,8.8495575221238902E-3,4.4247787610619503E-3,7.9646017699115002E-2,0.90707964601769897,0,0,0]
[107,4,0,0,0,0,0,0,0]
[107,5,0,0,0,0,0,0,0]
[107,6,0,0,0,0,0,0,0]
[108,0,0.87628865979381398,0.10309278350515499,2.06185567010309E-2,0,0,0,0]
[108,1,3.03030303030303E-2,0.80303030303030298,0.11363636363636399,5.3030303030302997E-2,0,0,0]
[108,2,4.1841004184100397E-3,5.85774058577406E-2,0.832635983263598,0.104602510460251,0,0,0]
[108,3,4.5248868778280504E-3,1.35746606334842E-2,5.4298642533936702E-2,0.92760180995475106,0,0,0]
[108,4,0,0,0,0,0,0,0]
[108,5,0,0,0,0,0,0,0]
[108,6,0,0,0,0,0,0,0]
[109,0,0.94505494505494503,4.3956043956044001E-2,1.0989010989011E-2,0,0,0,0]
[109,1,3.7593984962405999E-2,0.87218045112781994,8.2706766917293201E-2,7.5187969924812E-3,0,0,0]
[109,2,0,4.8245614035087703E-2,0.87719298245613997,7.4561403508771898E-2,0,0,0]
[109,3,0,1.68776371308017E-2,5.90717299578059E-2,0.924050632911392,0,0,0]
[109,4,0,0,0,0,0,0,0]
[109,5,0,0,0,0,0,0,0]
[109,6,0,0,0,0,0,0,0]
[110,0,0.93406593406593397,6.5934065934065894E-2,0,0,0,0,0]
[110,1,2.96296296296296E-2,0.90370370370370401,4.4444444444444398E-2,2.2222222222222199E-2,0,0,0]
[110,2,1.3274336283185801E-2,3.9823008849557501E-2,0.87610619469026596,7.0796460176991094E-2,0,0,0]
[110,3,8.4388185654008397E-3,1.68776371308017E-2,6.3291139240506306E-2,0.911392405063291,0,0,0]
[110,4,0,0,0,0,0,0,0]
[110,5,0,0,0,0,0,0,0]
[110,6,0,0,0,0,0,0,0]
[111,0,0.92553191489361697,3.1914893617021302E-2,2.1276595744680899E-2,2.1276595744680899E-2,0,0,0]
[111,1,2.8368794326241099E-2,0.77304964539007104,0.170212765957447,2.8368794326241099E-2,0,0,0]
[111,2,4.5662100456621002E-3,6.8493150684931503E-2,0.84474885844748904,8.2191780821917804E-2,0,0,0]
[111,3,8.5106382978723406E-3,8.5106382978723406E-3,3.8297872340425497E-2,0.94468085106383004,0,0,0]
[111,4,0,0,0,0,0,0,0]
[111,5,0,0,0,0,0,0,0]
[111,6,0,0,0,0,0,0,0]
[112,0,0.93617021276595702,5.31914893617021E-2,1.0638297872340399E-2,0,0,0,0]
[112,1,3.1007751937984499E-2,0.86046511627906996,8.5271317829457405E-2,2.32558139534884E-2,0,0,0]
[112,2,0,6.3636363636363602E-2,0.91363636363636402,2.27272727272727E-2,0,0,0]
[112,3,0,8.1300813008130107E-3,6.50406504065041E-2,0.92682926829268297,0,0,0]
[112,4,0,0,0,0,0,0,0]
[112,5,0,0,0,0,0,0,0]
[112,6,0,0,0,0,0,0,0]
[113,0,0.85869565217391297,0.108695652173913,3.2608695652173898E-2,0,0,0,0]
[113,1,8.3333333333333301E-2,0.84848484848484895,6.8181818181818205E-2,0,0,0,0]
[113,2,1.7467248908296901E-2,3.05676855895196E-2,0.91703056768558999,3.4934497816593899E-2,0,0,0]
[113,3,0,8.4745762711864406E-3,5.0847457627118599E-2,0.94067796610169496,0,0,0]
[113,4,0,0,0,0,0,0,0]
[113,5,0,0,0,0,0,0,0]
[113,6,0,0,0,0,0,0,0]
[114,0,0.840425531914894,0.10638297872340401,3.1914893617021302E-2,2.1276595744680899E-2,0,0,0]
[114,1,4.58015267175573E-2,0.74809160305343503,0.15267175572519101,5.34351145038168E-2,0,0,0]
[114,2,8.5470085470085496E-3,8.54700854700855E-2,0.77777777777777801,0.128205128205128,0,0,0]
[114,3,0,1.7391304347826101E-2,0.11304347826087,0.86956521739130399,0,0,0]
[114,4,0,0,0,0,0,0,0]
[114,5,0,0,0,0,0,0,0]
[114,6,0,0,0,0,0,0,0]
[115,0,0.91954022988505701,3.4482758620689703E-2,2.2988505747126398E-2,2.2988505747126398E-2,0,0,0]
[115,1,2.27272727272727E-2,0.86363636363636398,7.5757575757575801E-2,3.7878787878787901E-2,0,0,0]
[115,2,4.3290043290043299E-3,2.1645021645021599E-2,0.92640692640692601,4.7619047619047603E-2,0,0,0]
[115,3,0,1.6736401673640201E-2,2.5104602510460299E-2,0.95815899581590003,0,0,0]
[115,4,0,0,0,0,0,0,0]
[115,5,0,0,0,0,0,0,0]
[115,6,0,0,0,0,0,0,0]
[116,0,0.85714285714285698,8.3333333333333301E-2,4.7619047619047603E-2,1.1904761904761901E-2,0,0,0]
[116,1,4.7619047619047603E-2,0.91269841269841301,3.1746031746031703E-2,7.9365079365079395E-3,0,0,0]
[116,2,0,5.1724137931034503E-2,0.88362068965517204,6.4655172413793094E-2,0,0,0]
[116,3,0,1.21457489878543E-2,5.2631578947368397E-2,0.93522267206477705,0,0,0]
[116,4,0,0,0,0,0,0,0]
[116,5,0,0,0,0,0,0,0]
[116,6,0,0,0,0,0,0,0]
[117,0,0.96153846153846201,3.8461538461538498E-2,0,0,0,0,0]
[117,1,6.5693430656934296E-2,0.839416058394161,8.7591240875912399E-2,7.2992700729926996E-3,0,0,0]
[117,2,1.7699115044247801E-2,3.9823008849557501E-2,0.88053097345132703,6.1946902654867297E-2,0,0,0]
[117,3,0,1.2096774193548401E-2,7.6612903225806495E-2,0.91129032258064502,0,0,0]
[117,4,0,0,0,0,0,0,0]
[117,5,0,0,0,0,0,0,0]
[117,6,0,0,0,0,0,0,0]
[118,0,0.93181818181818199,4.5454545454545497E-2,2.27272727272727E-2,0,0,0,0]
[118,1,3.8461538461538498E-2,0.92307692307692302,3.8461538461538498E-2,0,0,0,0]
[118,2,8.6956521739130401E-3,3.9130434782608699E-2,0.91739130434782601,3.4782608695652202E-2,0,0,0]
[118,3,4.1493775933610002E-3,0,5.8091286307053902E-2,0.93775933609958495,0,0,0]
[118,4,0,0,0,0,0,0,0]
[118,5,0,0,0,0,0,0,0]
[118,6,0,0,0,0,0,0,0]
[119,0,0.93333333333333302,2.2222222222222199E-2,3.3333333333333298E-2,1.1111111111111099E-2,0,0,0]
[119,1,2.2556390977443601E-2,0.90977443609022601,6.01503759398496E-2,7.5187969924812E-3,0,0,0]
[119,2,0,3.8793103448275898E-2,0.91810344827586199,4.31034482758621E-2,0,0,0]
[119,3,0,8.5470085470085496E-3,4.7008547008547001E-2,0.94444444444444398,0,0,0]
[119,4,0,0,0,0,0,0,0]
[119,5,0,0,0,0,0,0,0]
[119,6,0,0,0,0,0,0,0]
[120,0,0.95402298850574696,3.4482758620689703E-2,0,1.1494252873563199E-2,0,0,0]
[120,1,8.2089552238805999E-2,0.79850746268656703,0.111940298507463,7.4626865671641798E-3,0,0,0]
[120,2,1.27659574468085E-2,5.1063829787233998E-2,0.85531914893617,8.0851063829787198E-2,0,0,0]
[120,3,0,8.58369098712446E-3,8.5836909871244593E-2,0.90557939914163099,0,0,0]
[120,4,0,0,0,0,0,0,0]
[120,5,0,0,0,0,0,0,0]
[120,6,0,0,0,0,0,0,0]
[121,0,0.90721649484536104,8.2474226804123696E-2,1.03092783505155E-2,0,0,0,0]
[121,1,2.4193548387096801E-2,0.87096774193548399,9.6774193548387094E-2,8.0645161290322596E-3,0,0,0]
[121,2,0,4.6610169491525397E-2,0.88983050847457601,6.3559322033898302E-2,0,0,0]
[121,3,0,4.3103448275862103E-3,3.8793103448275898E-2,0.95689655172413801,0,0,0]
[121,4,0,0,0,0,0,0,0]
[121,5,0,0,0,0,0,0,0]
[121,6,0,0,0,0,0,0,0]
[122,0,0.93406593406593397,5.4945054945054903E-2,1.0989010989011E-2,0,0,0,0]
[122,1,3.90625E-2,0.8359375,0.1015625,2.34375E-2,0,0,0]
[122,2,0,3.4482758620689703E-2,0.90948275862068995,5.6034482758620698E-2,0,0,0]
[122,3,0,4.20168067226891E-3,6.3025210084033598E-2,0.93277310924369805,0,0,0]
[122,4,0,0,0,0,0,0,0]
[122,5,0,0,0,0,0,0,0]
[122,6,0,0,0,0,0,0,0]
[123,0,0.93333333333333302,4.4444444444444398E-2,0,2.2222222222222199E-2,0,0,0]
[123,1,3.3057851239669402E-2,0.826446280991736,9.9173553719008295E-2,4.1322314049586799E-2,0,0,0]
[123,2,0,4.1666666666666699E-2,0.90416666666666701,5.4166666666666703E-2,0,0,0]
[123,3,0,8.4033613445378096E-3,6.3025210084033598E-2,0.92857142857142905,0,0,0]
[123,4,0,0,0,0,0,0,0]
[123,5,0,0,0,0,0,0,0]
[123,6,0,0,0,0,0,0,0]
[124,0,0.94318181818181801,0,3.4090909090909102E-2,2.27272727272727E-2,0,0,0]
[124,1,1.72413793103448E-2,0.94827586206896597,1.72413793103448E-2,1.72413793103448E-2,0,0,0]
[124,2,0,2.4590163934426201E-2,0.92622950819672101,4.91803278688525E-2,0,0,0]
[124,3,0,0,3.7344398340249003E-2,0.96265560165975095,0,0,0]
[124,4,0,0,0,0,0,0,0]
[124,5,0,0,0,0,0,0,0]
[124,6,0,0,0,0,0,0,0]
[125,0,0.90588235294117603,7.0588235294117604E-2,2.3529411764705899E-2,0,0,0,0]
[125,1,1.72413793103448E-2,0.88793103448275901,6.8965517241379296E-2,2.5862068965517199E-2,0,0,0]
[125,2,4.1666666666666701E-3,7.0833333333333304E-2,0.88749999999999996,3.7499999999999999E-2,0,0,0]
[125,3,0,8.0645161290322596E-3,7.25806451612903E-2,0.91935483870967705,0,0,0]
[125,4,0,0,0,0,0,0,0]
[125,5,0,0,0,0,0,0,0]
[125,6,0,0,0,0,0,0,0]
[126,0,0.88749999999999996,6.25E-2,3.7499999999999999E-2,1.2500000000000001E-2,0,0,0]
[126,1,5.46875E-2,0.8125,0.1015625,3.125E-2,0,0,0]
[126,2,1.2448132780083001E-2,6.2240663900414897E-2,0.88381742738589197,4.1493775933609998E-2,0,0,0]
[126,3,0,1.6666666666666701E-2,0.141666666666667,0.84166666666666701,0,0,0]
[126,4,0,0,0,0,0,0,0]
[126,5,0,0,0,0,0,0,0]
[126,6,0,0,0,0,0,0,0]
[127,0,0.97530864197530898,1.2345679012345699E-2,1.2345679012345699E-2,0,0,0,0]
[127,1,3.90625E-2,0.90625,4.6875E-2,7.8125E-3,0,0,0]
[127,2,1.14068441064639E-2,7.6045627376425898E-3,0.92775665399239504,5.3231939163498103E-2,0,0,0]
[127,3,0,0,0.101382488479263,0.89861751152073699,0,0,0]
[127,4,0,0,0,0,0,0,0]
[127,5,0,0,0,0,0,0,0]
[127,6,0,0,0,0,0,0,0]
[128,0,0.96551724137931005,2.2988505747126398E-2,1.1494252873563199E-2,0,0,0,0]
[128,1,2.5210084033613401E-2,0.91596638655462204,5.0420168067226899E-2,8.4033613445378096E-3,0,0,0]
[128,2,3.66300366300366E-3,2.5641025641025599E-2,0.94139194139194105,2.9304029304029301E-2,0,0,0]
[128,3,0,1.4285714285714299E-2,8.0952380952380998E-2,0.90476190476190499,0,0,0]
[128,4,0,0,0,0,0,0,0]
[128,5,0,0,0,0,0,0,0]
[128,6,0,0,0,0,0,0,0]
[129,0,0.89772727272727304,9.0909090909090898E-2,1.13636363636364E-2,0,0,0,0]
[129,1,4.9586776859504099E-2,0.85950413223140498,8.2644628099173598E-2,8.2644628099173608E-3,0,0,0]
[129,2,7.1174377224199302E-3,5.3380782918149502E-2,0.89679715302491103,4.2704626334519602E-2,0,0,0]
[129,3,0,5.0251256281407001E-3,7.0351758793969807E-2,0.92462311557788901,0,0,0]
[129,4,0,0,0,0,0,0,0]
[129,5,0,0,0,0,0,0,0]
[129,6,0,0,0,0,0,0,0]
[130,0,0.95402298850574696,1.1494252873563199E-2,3.4482758620689703E-2,0,0,0,0]
[130,1,2.34375E-2,0.90625,5.46875E-2,1.5625E-2,0,0,0]
[130,2,0,6.4981949458483707E-2,0.89891696750902494,3.6101083032491002E-2,0,0,0]
[130,3,0,1.01522842639594E-2,6.5989847715736002E-2,0.92385786802030501,0,0,0]
[130,4,0,0,0,0,0,0,0]
[130,5,0,0,0,0,0,0,0]
[130,6,0,0,0,0,0,0,0]
[131,0,0.97674418604651203,2.32558139534884E-2,0,0,0,0,0]
[131,1,8.0291970802919693E-2,0.85401459854014605,6.5693430656934296E-2,0,0,0,0]
[131,2,2.9411764705882401E-2,8.8235294117647106E-2,0.86029411764705899,2.2058823529411801E-2,0,0,0]
[131,3,5.1546391752577301E-3,1.54639175257732E-2,0.14432989690721601,0.83505154639175305,0,0,0]
[131,4,0,0,0,0,0,0,0]
[131,5,0,0,0,0,0,0,0]
[131,6,0,0,0,0,0,0,0]
[132,0,0.90384615384615397,6.7307692307692304E-2,2.8846153846153799E-2,0,0,0,0]
[132,1,0.15753424657534201,0.77397260273972601,6.1643835616438401E-2,6.8493150684931503E-3,0,0,0]
[132,2,2.9520295202952001E-2,0.16974169741697401,0.75645756457564595,4.4280442804428E-2,0,0,0]
[132,3,5.9523809523809503E-3,2.9761904761904798E-2,0.25,0.71428571428571397,0,0,0]
[132,4,0,0,0,0,0,0,0]
[132,5,0,0,0,0,0,0,0]
[132,6,0,0,0,0,0,0,0]
[133,0,0.94444444444444398,3.9682539682539701E-2,7.9365079365079395E-3,7.9365079365079395E-3,0,0,0]
[133,1,0.105263157894737,0.85380116959064301,2.9239766081871298E-2,1.1695906432748499E-2,0,0,0]
[133,2,3.8610038610038598E-3,8.4942084942084897E-2,0.87644787644787603,3.47490347490347E-2,0,0,0]
[133,3,0,0,9.0225563909774403E-2,0.90977443609022601,0,0,0]
[133,4,0,0,0,0,0,0,0]
[133,5,0,0,0,0,0,0,0]
[133,6,0,0,0,0,0,0,0]
[134,0,0.96376811594202905,2.1739130434782601E-2,1.4492753623188401E-2,0,0,0,0]
[134,1,0.115606936416185,0.85549132947976902,2.3121387283237E-2,5.78034682080925E-3,0,0,0]
[134,2,4.0816326530612197E-3,6.1224489795918401E-2,0.92653061224489797,8.1632653061224497E-3,0,0,0]
[134,3,7.5187969924812E-3,3.7593984962405999E-2,0.112781954887218,0.84210526315789502,0,0,0]
[134,4,0,0,0,0,0,0,0]
[134,5,0,0,0,0,0,0,0]
[134,6,0,0,0,0,0,0,0]
[135,0,0.98064516129032298,1.9354838709677399E-2,0,0,0,0,0]
[135,1,8.7719298245614002E-2,0.84795321637426901,5.8479532163742701E-2,5.8479532163742704E-3,0,0,0]
[135,2,2.0161290322580599E-2,9.2741935483870996E-2,0.87903225806451601,8.0645161290322596E-3,0,0,0]
[135,3,0,3.4782608695652202E-2,0.2,0.76521739130434796,0,0,0]
[135,4,0,0,0,0,0,0,0]
[135,5,0,0,0,0,0,0,0]
[135,6,0,0,0,0,0,0,0]
[136,0,0.95348837209302295,2.32558139534884E-2,2.32558139534884E-2,0,0,0,0]
[136,1,8.5714285714285701E-2,0.874285714285714,0.04,0,0,0,0]
[136,2,3.9840637450199202E-3,0.127490039840637,0.86055776892430302,7.9681274900398405E-3,0,0,0]
[136,3,0,1.0989010989011E-2,8.7912087912087905E-2,0.90109890109890101,0,0,0]
[136,4,0,0,0,0,0,0,0]
[136,5,0,0,0,0,0,0,0]
[136,6,0,0,0,0,0,0,0]
[137,0,0.97222222222222199,1.1111111111111099E-2,5.5555555555555601E-3,1.1111111111111099E-2,0,0,0]
[137,1,0.163157894736842,0.81578947368421095,2.1052631578947399E-2,0,0,0,0]
[137,2,2.97872340425532E-2,0.15319148936170199,0.8,1.7021276595744698E-2,0,0,0]
[137,3,0,0,0.19047619047618999,0.80952380952380998,0,0,0]
[137,4,0,0,0,0,0,0,0]
[137,5,0,0,0,0,0,0,0]
[137,6,0,0,0,0,0,0,0]
[138,0,0.98122065727699503,1.8779342723004699E-2,0,0,0,0,0]
[138,1,0.233160621761658,0.74611398963730602,1.55440414507772E-2,5.1813471502590702E-3,0,0,0]
[138,2,4.3062200956937802E-2,0.200956937799043,0.74641148325358897,9.5693779904306199E-3,0,0,0]
[138,3,2.7027027027027001E-2,2.7027027027027001E-2,0.21621621621621601,0.72972972972973005,0,0,0]
[138,4,0,0,0,0,0,0,0]
[138,5,0,0,0,0,0,0,0]
[138,6,0,0,0,0,0,0,0]
[139,0,0.96981132075471699,2.2641509433962301E-2,7.5471698113207496E-3,0,0,0,0]
[139,1,0.15625,0.82291666666666696,1.5625E-2,5.2083333333333296E-3,0,0,0]
[139,2,2.8571428571428598E-2,0.13142857142857101,0.81142857142857105,2.8571428571428598E-2,0,0,0]
[139,3,0,1.7543859649122799E-2,0.175438596491228,0.80701754385964897,0,0,0]
[139,4,0,0,0,0,0,0,0]
[139,5,0,0,0,0,0,0,0]
[139,6,0,0,0,0,0,0,0]
[140,0,0.96917808219178103,2.7397260273972601E-2,3.4246575342465799E-3,0,0,0,0]
[140,1,0.13829787234042601,0.84574468085106402,1.5957446808510599E-2,0,0,0,0]
[140,2,1.9108280254777101E-2,0.184713375796178,0.78343949044586003,1.27388535031847E-2,0,0,0]
[140,3,0,0,0.28846153846153799,0.71153846153846201,0,0,0]
[140,4,0,0,0,0,0,0,0]
[140,5,0,0,0,0,0,0,0]
[140,6,0,0,0,0,0,0,0]
[141,0,0.97435897435897401,1.9230769230769201E-2,6.41025641025641E-3,0,0,0,0]
[141,1,0.17857142857142899,0.81122448979591799,1.02040816326531E-2,0,0,0,0]
[141,2,4.92957746478873E-2,0.20422535211267601,0.73239436619718301,1.4084507042253501E-2,0,0,0]
[141,3,0,7.69230769230769E-2,0.230769230769231,0.69230769230769196,0,0,0]
[141,4,0,0,0,0,0,0,0]
[141,5,0,0,0,0,0,0,0]
[141,6,0,0,0,0,0,0,0]
[142,0,0.97687861271676302,2.3121387283237E-2,0,0,0,0,0]
[142,1,0.15228426395939099,0.82741116751268995,2.0304568527918801E-2,0,0,0,0]
[142,2,3.4188034188034198E-2,0.170940170940171,0.78632478632478597,8.5470085470085496E-3,0,0,0]
[142,3,3.4482758620689703E-2,3.4482758620689703E-2,0.24137931034482801,0.68965517241379304,0,0,0]
[142,4,0,0,0,0,0,0,0]
[142,5,0,0,0,0,0,0,0]
[142,6,0,0,0,0,0,0,0]
[143,0,0.97587131367292201,2.14477211796247E-2,2.6809651474530801E-3,0,0,0,0]
[143,1,0.20833333333333301,0.77083333333333304,2.0833333333333301E-2,0,0,0,0]
[143,2,4.85436893203883E-2,0.233009708737864,0.70873786407767003,9.7087378640776708E-3,0,0,0]
[143,3,4.7619047619047603E-2,9.5238095238095205E-2,0.19047619047618999,0.66666666666666696,0,0,0]
[143,4,0,0,0,0,0,0,0]
[143,5,0,0,0,0,0,0,0]
[143,6,0,0,0,0,0,0,0]
[144,0,0.97560975609756095,1.9512195121951199E-2,4.8780487804877997E-3,0,0,0,0]
[144,1,0.31318681318681302,0.66483516483516503,2.1978021978022001E-2,0,0,0,0]
[144,2,0.109756097560976,0.19512195121951201,0.69512195121951204,0,0,0,0]
[144,3,0,0,0.133333333333333,0.86666666666666703,0,0,0]
[144,4,0,0,0,0,0,0,0]
[144,5,0,0,0,0,0,0,0]
[144,6,0,0,0,0,0,0,0]

{"sheet":"tpm4_wd","index":13,"n_rows":1018,"n_cols":9,"rows_kept":1018,"cut":false,"hidden":false,"merged":[]}
[{"$f":"tpm1_wd!A1","v":"Active Occupancy Model"}]
[]
[{"$f":"tpm1_wd!A3","v":"Transition Probability Matrix"}]
[]
["Four resident house"]
["Weekday"]
[]
[]
[]
[{"$f":"tpm1_wd!A10","v":"Ten minute period number"},{"$f":"tpm1_wd!B10","v":"Active occupant count in time period"},{"$f":"tpm1_wd!C10","v":"Probability of transition to zero active occupants in next time period"},{"$f":"tpm1_wd!D10","v":"Probability of transition to one active occupant in next time period"},{"$f":"tpm1_wd!E10","v":"Probability of transition to two active occupants in next time period"},{"$f":"tpm1_wd!F10","v":"Probability of transition to three active occupants in next time period"},{"$f":"tpm1_wd!G10","v":"Probability of transition to four active occupants in next time period"},{"$f":"tpm1_wd!H10","v":"Probability of transition to five active occupants in next time period"},{"$f":"tpm1_wd!I10","v":"Probability of transition to six active occupants in next time period"}]
[1,0,0.98761609907120695,1.23839009287926E-2,0,0,0,0,0]
[1,1,0.22500000000000001,0.77500000000000002,0,0,0,0,0]
[1,2,0.11111111111111099,0.18518518518518501,0.66666666666666696,3.7037037037037E-2,0,0,0]
[1,3,0,0.11111111111111099,0.22222222222222199,0.66666666666666696,0,0,0]
[1,4,0,0,0,1,0,0,0]
[1,5,0,0,0,0,0,0,0]
[1,6,0,0,0,0,0,0,0]
[2,0,0.99117647058823499,8.8235294117647092E-3,0,0,0,0,0]
[2,1,9.7222222222222196E-2,0.86111111111111105,4.1666666666666699E-2,0,0,0,0]
[2,2,0.05,0.3,0.65,0,0,0,0]
[2,3,0,0.125,0.25,0.625,0,0,0]
[2,4,0,0,0,0,0,0,0]
[2,5,0,0,0,0,0,0,0]
[2,6,0,0,0,0,0,0,0]
[3,0,0.99710144927536204,2.8985507246376799E-3,0,0,0,0,0]
[3,1,0.20833333333333301,0.79166666666666696,0,0,0,0,0]
[3,2,5.5555555555555601E-2,0.11111111111111099,0.83333333333333304,0,0,0,0]
[3,3,0.2,0.2,0,0.6,0,0,0]
[3,4,0,0,0,0,0,0,0]
[3,5,0,0,0,0,0,0,0]
[3,6,0,0,0,0,0,0,0]
[4,0,0.99168975069252097,8.3102493074792196E-3,0,0,0,0,0]
[4,1,0.14754098360655701,0.83606557377049195,1.63934426229508E-2,0,0,0,0]
[4,2,6.6666666666666693E-2,0.266666666666667,0.66666666666666696,0,0,0,0]
[4,3,0,0,0.33333333333333298,0.66666666666666696,0,0,0]
[4,4,0,0,0,0,0,0,0]
[4,5,0,0,0,0,0,0,0]
[4,6,0,0,0,0,0,0,0]
[5,0,0.99184782608695699,8.1521739130434798E-3,0,0,0,0,0]
[5,1,0.20689655172413801,0.75862068965517204,3.4482758620689703E-2,0,0,0,0]
[5,2,8.3333333333333301E-2,0.25,0.66666666666666696,0,0,0,0]
[5,3,0,0,0,1,0,0,0]
[5,4,0,0,0,0,0,0,0]
[5,5,0,0,0,0,0,0,0]
[5,6,0,0,0,0,0,0,0]
[6,0,0.98148148148148195,1.58730158730159E-2,2.6455026455026501E-3,0,0,0,0]
[6,1,0.48,0.48,0.04,0,0,0,0]
[6,2,0.1,0.4,0.5,0,0,0,0]
[6,3,0.5,0,0.5,0,0,0,0]
[6,4,0,0,0,0,0,0,0]
[6,5,0,0,0,0,0,0,0]
[6,6,0,0,0,0,0,0,0]
[7,0,0.99496221662468498,2.5188916876574298E-3,0,2.5188916876574298E-3,0,0,0]
[7,1,0.20588235294117599,0.76470588235294101,2.9411764705882401E-2,0,0,0,0]
[7,2,0.11111111111111099,0,0.88888888888888895,0,0,0,0]
[7,3,0,0,0,0,0,0,0]
[7,4,0,0,0,0,0,0,0]
[7,5,0,0,0,0,0,0,0]
[7,6,0,0,0,0,0,0,0]
[8,0,0.99255583126550895,7.4441687344913203E-3,0,0,0,0,0]
[8,1,0.22222222222222199,0.77777777777777801,0,0,0,0,0]
[8,2,0,0.66666666666666696,0.33333333333333298,0,0,0,0]
[8,3,0,0,1,0,0,0,0]
[8,4,0,0,0,0,0,0,0]
[8,5,0,0,0,0,0,0,0]
[8,6,0,0,0,0,0,0,0]
[9,0,0.99507389162561599,4.92610837438424E-3,0,0,0,0,0]
[9,1,0.2,0.76666666666666705,3.3333333333333298E-2,0,0,0,0]
[9,2,0,0.75,0.25,0,0,0,0]
[9,3,0,0,0,0,0,0,0]
[9,4,0,0,0,0,0,0,0]
[9,5,0,0,0,0,0,0,0]
[9,6,0,0,0,0,0,0,0]
[10,0,0.99756097560975598,2.4390243902438998E-3,0,0,0,0,0]
[10,1,3.5714285714285698E-2,0.92857142857142905,3.5714285714285698E-2,0,0,0,0]
[10,2,0,0,1,0,0,0,0]
[10,3,0,0,0,0,0,0,0]
[10,4,0,0,0,0,0,0,0]
[10,5,0,0,0,0,0,0,0]
[10,6,0,0,0,0,0,0,0]
[11,0,0.99512195121951197,4.8780487804877997E-3,0,0,0,0,0]
[11,1,0.11111111111111099,0.88888888888888895,0,0,0,0,0]
[11,2,0.33333333333333298,0.66666666666666696,0,0,0,0,0]
[11,3,0,0,0,0,0,0,0]
[11,4,0,0,0,0,0,0,0]
[11,5,0,0,0,0,0,0,0]
[11,6,0,0,0,0,0,0,0]
[12,0,0.99757281553398103,2.4271844660194199E-3,0,0,0,0,0]
[12,1,0.17857142857142899,0.82142857142857095,0,0,0,0,0]
[12,2,0,0,0,0,0,0,0]
[12,3,0,0,0,0,0,0,0]
[12,4,0,0,0,0,0,0,0]
[12,5,0,0,0,0,0,0,0]
[12,6,0,0,0,0,0,0,0]
[13,0,0.99759615384615397,2.4038461538461501E-3,0,0,0,0,0]
[13,1,0.20833333333333301,0.79166666666666696,0,0,0,0,0]
[13,2,0,0,0,0,0,0,0]
[13,3,0,0,0,0,0,0,0]
[13,4,0,0,0,0,0,0,0]
[13,5,0,0,0,0,0,0,0]
[13,6,0,0,0,0,0,0,0]
[14,0,0.99285714285714299,7.14285714285714E-3,0,0,0,0,0]
[14,1,0.15,0.85,0,0,0,0,0]
[14,2,0,0,0,0,0,0,0]
[14,3,0,0,0,0,0,0,0]
[14,4,0,0,0,0,0,0,0]
[14,5,0,0,0,0,0,0,0]
[14,6,0,0,0,0,0,0,0]
[15,0,1,0,0,0,0,0,0]
[15,1,0.15,0.85,0,0,0,0,0]
[15,2,0,0,0,0,0,0,0]
[15,3,0,0,0,0,0,0,0]
[15,4,0,0,0,0,0,0,0]
[15,5,0,0,0,0,0,0,0]
[15,6,0,0,0,0,0,0,0]
[16,0,1,0,0,0,0,0,0]
[16,1,5.8823529411764698E-2,0.94117647058823495,0,0,0,0,0]
[16,2,0,0,0,0,0,0,0]
[16,3,0,0,0,0,0,0,0]
[16,4,0,0,0,0,0,0,0]
[16,5,0,0,0,0,0,0,0]
[16,6,0,0,0,0,0,0,0]
[17,0,0.99528301886792403,4.7169811320754698E-3,0,0,0,0,0]
[17,1,0,1,0,0,0,0,0]
[17,2,0,0,0,0,0,0,0]
[17,3,0,0,0,0,0,0,0]
[17,4,0,0,0,0,0,0,0]
[17,5,0,0,0,0,0,0,0]
[17,6,0,0,0,0,0,0,0]
[18,0,0.99289099526066305,7.10900473933649E-3,0,0,0,0,0]
[18,1,0.22222222222222199,0.72222222222222199,5.5555555555555601E-2,0,0,0,0]
[18,2,0,0,0,0,0,0,0]
[18,3,0,0,0,0,0,0,0]
[18,4,0,0,0,0,0,0,0]
[18,5,0,0,0,0,0,0,0]
[18,6,0,0,0,0,0,0,0]
[19,0,0.99763593380614701,2.36406619385343E-3,0,0,0,0,0]
[19,1,6.25E-2,0.9375,0,0,0,0,0]
[19,2,0,1,0,0,0,0,0]
[19,3,0,0,0,0,0,0,0]
[19,4,0,0,0,0,0,0,0]
[19,5,0,0,0,0,0,0,0]
[19,6,0,0,0,0,0,0,0]
[20,0,0.99290780141844004,7.09219858156028E-3,0,0,0,0,0]
[20,1,5.8823529411764698E-2,0.94117647058823495,0,0,0,0,0]
[20,2,0,0,0,0,0,0,0]
[20,3,0,0,0,0,0,0,0]
[20,4,0,0,0,0,0,0,0]
[20,5,0,0,0,0,0,0,0]
[20,6,0,0,0,0,0,0,0]
[21,0,0.99762470308788598,0,2.37529691211401E-3,0,0,0,0]
[21,1,0.26315789473684198,0.73684210526315796,0,0,0,0,0]
[21,2,0,0,0,0,0,0,0]
[21,3,0,0,0,0,0,0,0]
[21,4,0,0,0,0,0,0,0]
[21,5,0,0,0,0,0,0,0]
[21,6,0,0,0,0,0,0,0]
[22,0,1,0,0,0,0,0,0]
[22,1,7.1428571428571397E-2,0.92857142857142905,0,0,0,0,0]
[22,2,0,0,1,0,0,0,0]
[22,3,0,0,0,0,0,0,0]
[22,4,0,0,0,0,0,0,0]
[22,5,0,0,0,0,0,0,0]
[22,6,0,0,0,0,0,0,0]
[23,0,0.99765258215962405,2.3474178403755899E-3,0,0,0,0,0]
[23,1,7.69230769230769E-2,0.92307692307692302,0,0,0,0,0]
[23,2,0,1,0,0,0,0,0]
[23,3,0,0,0,0,0,0,0]
[23,4,0,0,0,0,0,0,0]
[23,5,0,0,0,0,0,0,0]
[23,6,0,0,0,0,0,0,0]
[24,0,0.98591549295774705,1.4084507042253501E-2,0,0,0,0,0]
[24,1,1,0,0,0,0,0,0]
[24,2,0,0,0,0,0,0,0]
[24,3,0,0,0,0,0,0,0]
[24,4,0,0,0,0,0,0,0]
[24,5,0,0,0,0,0,0,0]
[24,6,0,0,0,0,0,0,0]
[25,0,0.995391705069124,4.6082949308755804E-3,0,0,0,0,0]
[25,1,0.16666666666666699,0.83333333333333304,0,0,0,0,0]
[25,2,0,0,0,0,0,0,0]
[25,3,0,0,0,0,0,0,0]
[25,4,0,0,0,0,0,0,0]
[25,5,0,0,0,0,0,0,0]
[25,6,0,0,0,0,0,0,0]
[26,0,0.99307159353348695,6.9284064665126998E-3,0,0,0,0,0]
[26,1,0.28571428571428598,0.57142857142857095,0.14285714285714299,0,0,0,0]
[26,2,0,0,0,0,0,0,0]
[26,3,0,0,0,0,0,0,0]
[26,4,0,0,0,0,0,0,0]
[26,5,0,0,0,0,0,0,0]
[26,6,0,0,0,0,0,0,0]
[27,0,0.99074074074074103,9.2592592592592605E-3,0,0,0,0,0]
[27,1,0,0.85714285714285698,0.14285714285714299,0,0,0,0]
[27,2,0,0,1,0,0,0,0]
[27,3,0,0,0,0,0,0,0]
[27,4,0,0,0,0,0,0,0]
[27,5,0,0,0,0,0,0,0]
[27,6,0,0,0,0,0,0,0]
[28,0,0.99766355140186902,2.3364485981308401E-3,0,0,0,0,0]
[28,1,0.4,0.6,0,0,0,0,0]
[28,2,0,0.5,0.5,0,0,0,0]
[28,3,0,0,0,0,0,0,0]
[28,4,0,0,0,0,0,0,0]
[28,5,0,0,0,0,0,0,0]
[28,6,0,0,0,0,0,0,0]
[29,0,0.98607888631090501,1.3921113689095099E-2,0,0,0,0,0]
[29,1,0.375,0.625,0,0,0,0,0]
[29,2,0,0,1,0,0,0,0]
[29,3,0,0,0,0,0,0,0]
[29,4,0,0,0,0,0,0,0]
[29,5,0,0,0,0,0,0,0]
[29,6,0,0,0,0,0,0,0]
[30,0,0.97897196261682196,1.86915887850467E-2,2.3364485981308401E-3,0,0,0,0]
[30,1,0.18181818181818199,0.81818181818181801,0,0,0,0,0]
[30,2,0,0,1,0,0,0,0]
[30,3,0,0,0,0,0,0,0]
[30,4,0,0,0,0,0,0,0]
[30,5,0,0,0,0,0,0,0]
[30,6,0,0,0,0,0,0,0]
[31,0,0.98574821852731598,1.18764845605701E-2,2.37529691211401E-3,0,0,0,0]
[31,1,0.29411764705882398,0.70588235294117696,0,0,0,0,0]
[31,2,0,0,1,0,0,0,0]
[31,3,0,0,0,0,0,0,0]
[31,4,0,0,0,0,0,0,0]
[31,5,0,0,0,0,0,0,0]
[31,6,0,0,0,0,0,0,0]
[32,0,0.98095238095238102,1.9047619047619001E-2,0,0,0,0,0]
[32,1,0.29411764705882398,0.70588235294117696,0,0,0,0,0]
[32,2,0,0,1,0,0,0,0]
[32,3,0,0,0,0,0,0,0]
[32,4,0,0,0,0,0,0,0]
[32,5,0,0,0,0,0,0,0]
[32,6,0,0,0,0,0,0,0]
[33,0,0.95203836930455599,4.5563549160671499E-2,2.3980815347721799E-3,0,0,0,0]
[33,1,0.25,0.7,0.05,0,0,0,0]
[33,2,0,0.33333333333333298,0.66666666666666696,0,0,0,0]
[33,3,0,0,0,0,0,0,0]
[33,4,0,0,0,0,0,0,0]
[33,5,0,0,0,0,0,0,0]
[33,6,0,0,0,0,0,0,0]
[34,0,0.97014925373134298,2.9850746268656699E-2,0,0,0,0,0]
[34,1,0.14705882352941199,0.82352941176470595,2.9411764705882401E-2,0,0,0,0]
[34,2,0.25,0.5,0.25,0,0,0,0]
[34,3,0,0,0,0,0,0,0]
[34,4,0,0,0,0,0,0,0]
[34,5,0,0,0,0,0,0,0]
[34,6,0,0,0,0,0,0,0]
[35,0,0.94949494949494995,4.5454545454545497E-2,5.0505050505050501E-3,0,0,0,0]
[35,1,0.14285714285714299,0.80952380952380998,4.7619047619047603E-2,0,0,0,0]
[35,2,0,0.5,0.5,0,0,0,0]
[35,3,0,0,0,0,0,0,0]
[35,4,0,0,0,0,0,0,0]
[35,5,0,0,0,0,0,0,0]
[35,6,0,0,0,0,0,0,0]
[36,0,0.89528795811518302,8.3769633507853394E-2,2.0942408376963401E-2,0,0,0,0]
[36,1,0.113207547169811,0.79245283018867896,9.4339622641509399E-2,0,0,0,0]
[36,2,0,0,1,0,0,0,0]
[36,3,0,0,0,0,0,0,0]
[36,4,0,0,0,0,0,0,0]
[36,5,0,0,0,0,0,0,0]
[36,6,0,0,0,0,0,0,0]
[37,0,0.931034482758621,6.3218390804597693E-2,5.74712643678161E-3,0,0,0,0]
[37,1,0.121621621621622,0.79729729729729704,8.1081081081081099E-2,0,0,0,0]
[37,2,0,0.11111111111111099,0.83333333333333304,5.5555555555555601E-2,0,0,0]
[37,3,0,0,0,0,0,0,0]
[37,4,0,0,0,0,0,0,0]
[37,5,0,0,0,0,0,0,0]
[37,6,0,0,0,0,0,0,0]
[38,0,0.90690690690690701,8.4084084084084104E-2,9.0090090090090107E-3,0,0,0,0]
[38,1,0.120481927710843,0.73493975903614495,0.132530120481928,1.20481927710843E-2,0,0,0]
[38,2,4.3478260869565202E-2,0.173913043478261,0.73913043478260898,4.3478260869565202E-2,0,0,0]
[38,3,0,0,0,1,0,0,0]
[38,4,0,0,0,0,0,0,0]
[38,5,0,0,0,0,0,0,0]
[38,6,0,0,0,0,0,0,0]
[39,0,0.88498402555910505,0.105431309904153,9.5846645367412102E-3,0,0,0,0]
[39,1,8.6021505376344107E-2,0.73118279569892497,0.17204301075268799,1.0752688172042999E-2,0,0,0]
[39,2,0,0.16129032258064499,0.83870967741935498,0,0,0,0]
[39,3,0,0,0,1,0,0,0]
[39,4,0,0,0,0,0,0,0]
[39,5,0,0,0,0,0,0,0]
[39,6,0,0,0,0,0,0,0]
[40,0,0.86315789473684201,0.12982456140350901,7.0175438596491203E-3,0,0,0,0]
[40,1,0.15094339622641501,0.679245283018868,0.15094339622641501,1.88679245283019E-2,0,0,0]
[40,2,4.4444444444444398E-2,0.11111111111111099,0.75555555555555598,6.6666666666666693E-2,2.2222222222222199E-2,0,0]
[40,3,0,0,0,1,0,0,0]
[40,4,0,0,0,0,0,0,0]
[40,5,0,0,0,0,0,0,0]
[40,6,0,0,0,0,0,0,0]
[41,0,0.86742424242424199,0.117424242424242,1.5151515151515201E-2,0,0,0,0]
[41,1,7.8947368421052599E-2,0.74561403508771895,0.16666666666666699,8.7719298245613996E-3,0,0,0]
[41,2,3.8461538461538498E-2,0.115384615384615,0.65384615384615397,0.15384615384615399,3.8461538461538498E-2,0,0]
[41,3,0,0.11111111111111099,0.22222222222222199,0.55555555555555602,0.11111111111111099,0,0]
[41,4,0,0,0,0,1,0,0]
[41,5,0,0,0,0,0,0,0]
[41,6,0,0,0,0,0,0,0]
[42,0,0.60416666666666696,0.25833333333333303,8.3333333333333301E-2,4.1666666666666699E-2,1.2500000000000001E-2,0,0]
[42,1,8.1300813008130093E-2,0.49593495934959297,0.31707317073170699,8.1300813008130093E-2,2.4390243902439001E-2,0,0]
[42,2,0,5.0847457627118599E-2,0.44067796610169502,0.40677966101694901,0.101694915254237,0,0]
[42,3,0,0,0,0.85714285714285698,0.14285714285714299,0,0]
[42,4,0,0,0,0.25,0.75,0,0]
[42,5,0,0,0,0,0,0,0]
[42,6,0,0,0,0,0,0,0]
[43,0,0.80645161290322598,0.18064516129032299,6.4516129032258099E-3,6.4516129032258099E-3,0,0,0]
[43,1,3.1746031746031703E-2,0.70634920634920595,0.22222222222222199,3.9682539682539701E-2,0,0,0]
[43,2,0,4.7058823529411799E-2,0.68235294117647105,0.247058823529412,2.3529411764705899E-2,0,0]
[43,3,0,0,7.0175438596491196E-2,0.75438596491228105,0.175438596491228,0,0]
[43,4,0,0,0,5.8823529411764698E-2,0.94117647058823495,0,0]
[43,5,0,0,0,0,0,0,0]
[43,6,0,0,0,0,0,0,0]
[44,0,0.76744186046511598,0.178294573643411,4.6511627906976702E-2,7.7519379844961196E-3,0,0,0]
[44,1,6.6115702479338803E-2,0.661157024793388,0.206611570247934,4.1322314049586799E-2,2.4793388429752101E-2,0,0]
[44,2,0,0.120879120879121,0.59340659340659296,0.26373626373626402,2.1978021978022001E-2,0,0]
[44,3,0,0,0.169014084507042,0.76056338028169002,7.0422535211267595E-2,0,0]
[44,4,0,0,0,0.17857142857142899,0.82142857142857095,0,0]
[44,5,0,0,0,0,0,0,0]
[44,6,0,0,0,0,0,0,0]
[45,0,0.66355140186915895,0.233644859813084,6.5420560747663503E-2,3.7383177570093497E-2,0,0,0]
[45,1,2.6315789473684199E-2,0.61403508771929804,0.22807017543859601,0.105263157894737,2.6315789473684199E-2,0,0]
[45,2,0,0.134020618556701,0.54639175257731998,0.28865979381443302,3.09278350515464E-2,0,0]
[45,3,1.1235955056179799E-2,2.2471910112359599E-2,0.112359550561798,0.69662921348314599,0.15730337078651699,0,0]
[45,4,0,3.03030303030303E-2,3.03030303030303E-2,0.39393939393939398,0.54545454545454497,0,0]
[45,5,0,0,0,0,0,0,0]
[45,6,0,0,0,0,0,0,0]
[46,0,0.81333333333333302,0.133333333333333,0.04,1.3333333333333299E-2,0,0,0]
[46,1,0.108108108108108,0.66666666666666696,0.18018018018018001,3.6036036036036001E-2,9.0090090090090107E-3,0,0]
[46,2,1.03092783505155E-2,0.164948453608247,0.70103092783505205,0.123711340206186,0,0,0]
[46,3,8.4033613445378096E-3,7.5630252100840303E-2,9.2436974789915999E-2,0.75630252100840301,6.7226890756302504E-2,0,0]
[46,4,0,2.6315789473684199E-2,0,0.18421052631578899,0.78947368421052599,0,0]
[46,5,0,0,0,0,0,0,0]
[46,6,0,0,0,0,0,0,0]
[47,0,0.66666666666666696,0.30666666666666698,2.66666666666667E-2,0,0,0,0]
[47,1,0.17272727272727301,0.68181818181818199,0.1,4.5454545454545497E-2,0,0,0]
[47,2,1.9607843137254902E-2,0.18627450980392199,0.61764705882352899,0.15686274509803899,1.9607843137254902E-2,0,0]
[47,3,0,4.3859649122807001E-2,0.21052631578947401,0.66666666666666696,7.8947368421052599E-2,0,0]
[47,4,5.1282051282051301E-2,7.69230769230769E-2,0,0.35897435897435898,0.512820512820513,0,0]
[47,5,0,0,0,0,0,0,0]
[47,6,0,0,0,0,0,0,0]
[48,0,0.67123287671232901,0.27397260273972601,5.4794520547945202E-2,0,0,0,0]
[48,1,9.6000000000000002E-2,0.56799999999999995,0.224,8.7999999999999995E-2,2.4E-2,0,0]
[48,2,0.06,0.2,0.57999999999999996,0.14000000000000001,0.02,0,0]
[48,3,2.7027027027027001E-2,3.6036036036036001E-2,0.24324324324324301,0.62162162162162204,7.2072072072072099E-2,0,0]
[48,4,0,3.2258064516128997E-2,0.12903225806451599,0.29032258064516098,0.54838709677419395,0,0]
[48,5,0,0,0,0,0,0,0]
[48,6,0,0,0,0,0,0,0]
[49,0,0.9,8.5714285714285701E-2,1.4285714285714299E-2,0,0,0,0]
[49,1,0.12068965517241401,0.73275862068965503,0.14655172413793099,0,0,0,0]
[49,2,4.1322314049586799E-2,0.13223140495867799,0.67768595041322299,0.13223140495867799,1.6528925619834701E-2,0,0]
[49,3,5.8252427184466E-2,7.7669902912621394E-2,0.14563106796116501,0.68932038834951503,2.9126213592233E-2,0,0]
[49,4,3.3333333333333298E-2,0,0,0.266666666666667,0.7,0,0]
[49,5,0,0,0,0,0,0,0]
[49,6,0,0,0,0,0,0,0]
[50,0,0.85393258426966301,0.112359550561798,2.2471910112359599E-2,1.1235955056179799E-2,0,0,0]
[50,1,0.16521739130434801,0.75652173913043497,7.8260869565217397E-2,0,0,0,0]
[50,2,0.104347826086957,0.23478260869565201,0.58260869565217399,7.8260869565217397E-2,0,0,0]
[50,3,7.3684210526315796E-2,0.105263157894737,0.24210526315789499,0.557894736842105,2.1052631578947399E-2,0,0]
[50,4,7.69230769230769E-2,0.19230769230769201,7.69230769230769E-2,0.34615384615384598,0.30769230769230799,0,0]
[50,5,0,0,0,0,0,0,0]
[50,6,0,0,0,0,0,0,0]
[51,0,0.91379310344827602,6.8965517241379296E-2,1.72413793103448E-2,0,0,0,0]
[51,1,0.27338129496402902,0.64028776978417301,7.1942446043165506E-2,1.4388489208633099E-2,0,0,0]
[51,2,0.106796116504854,0.33009708737864102,0.52427184466019405,3.8834951456310697E-2,0,0,0]
[51,3,6.9444444444444406E-2,0.15277777777777801,0.30555555555555602,0.43055555555555602,4.1666666666666699E-2,0,0]
[51,4,0,0.1,0.1,0.3,0.5,0,0]
[51,5,0,0,0,0,0,0,0]
[51,6,0,0,0,0,0,0,0]
[52,0,0.95625000000000004,4.3749999999999997E-2,0,0,0,0,0]
[52,1,0.25174825174825199,0.69230769230769196,5.5944055944055902E-2,0,0,0,0]
[52,2,0.112359550561798,0.28089887640449401,0.53932584269662898,4.49438202247191E-2,2.2471910112359599E-2,0,0]
[52,3,0.125,0.27500000000000002,0.2,0.4,0,0,0]
[52,4,0,0,0.125,0.5,0.375,0,0]
[52,5,0,0,0,0,0,0,0]
[52,6,0,0,0,0,0,0,0]
[53,0,0.91176470588235303,8.3333333333333301E-2,4.9019607843137298E-3,0,0,0,0]
[53,1,0.21126760563380301,0.71830985915492995,7.0422535211267595E-2,0,0,0,0]
[53,2,0.16923076923076899,7.69230769230769E-2,0.69230769230769196,6.15384615384615E-2,0,0,0]
[53,3,0.125,8.3333333333333301E-2,0.25,0.54166666666666696,0,0,0]
[53,4,0,0.2,0,0,0.8,0,0]
[53,5,0,0,0,0,0,0,0]
[53,6,0,0,0,0,0,0,0]
[54,0,0.860869565217391,0.13043478260869601,8.6956521739130401E-3,0,0,0,0]
[54,1,9.4488188976377993E-2,0.77165354330708702,0.12598425196850399,7.8740157480314994E-3,0,0,0]
[54,2,3.2258064516128997E-2,0.17741935483870999,0.69354838709677402,9.6774193548387094E-2,0,0,0]
[54,3,0,5.8823529411764698E-2,0.23529411764705899,0.64705882352941202,5.8823529411764698E-2,0,0]
[54,4,0,0,0.25,0.25,0.5,0,0]
[54,5,0,0,0,0,0,0,0]
[54,6,0,0,0,0,0,0,0]
[55,0,0.90566037735849103,9.4339622641509399E-2,0,0,0,0,0]
[55,1,7.1428571428571397E-2,0.86428571428571399,5.7142857142857099E-2,7.14285714285714E-3,0,0,0]
[55,2,1.5151515151515201E-2,0.10606060606060599,0.81818181818181801,6.0606060606060601E-2,0,0,0]
[55,3,0,0,5.2631578947368397E-2,0.89473684210526305,5.2631578947368397E-2,0,0]
[55,4,0,0,0,0.33333333333333298,0.66666666666666696,0,0]
[55,5,0,0,0,0,0,0,0]
[55,6,0,0,0,0,0,0,0]
[56,0,0.935960591133005,5.91133004926108E-2,4.92610837438424E-3,0,0,0,0]
[56,1,6.7567567567567599E-2,0.89864864864864902,3.37837837837838E-2,0,0,0,0]
[56,2,1.58730158730159E-2,0.11111111111111099,0.80952380952380998,6.3492063492063502E-2,0,0,0]
[56,3,0,4.3478260869565202E-2,8.6956521739130405E-2,0.82608695652173902,4.3478260869565202E-2,0,0]
[56,4,0,0,0,0,1,0,0]
[56,5,0,0,0,0,0,0,0]
[56,6,0,0,0,0,0,0,0]
[57,0,0.98009950248756195,1.49253731343284E-2,4.97512437810945E-3,0,0,0,0]
[57,1,0.11111111111111099,0.85620915032679701,2.61437908496732E-2,6.5359477124183E-3,0,0,0]
[57,2,0,0.11864406779661001,0.83050847457627097,5.0847457627118599E-2,0,0,0]
[57,3,0,0,0,0.91304347826086996,8.6956521739130405E-2,0,0]
[57,4,0,0,0.25,0.5,0.25,0,0]
[57,5,0,0,0,0,0,0,0]
[57,6,0,0,0,0,0,0,0]
[58,0,0.96261682242990698,3.27102803738318E-2,4.6728971962616802E-3,0,0,0,0]
[58,1,3.54609929078014E-2,0.92198581560283699,4.2553191489361701E-2,0,0,0,0]
[58,2,1.8181818181818198E-2,0.109090909090909,0.83636363636363598,3.6363636363636397E-2,0,0,0]
[58,3,0,7.4074074074074098E-2,7.4074074074074098E-2,0.85185185185185197,0,0,0]
[58,4,0,0,0,0,1,0,0]
[58,5,0,0,0,0,0,0,0]
[58,6,0,0,0,0,0,0,0]
[59,0,0.94811320754716999,5.1886792452830198E-2,0,0,0,0,0]
[59,1,4.13793103448276E-2,0.89655172413793105,6.2068965517241399E-2,0,0,0,0]
[59,2,0,0.145454545454545,0.81818181818181801,3.6363636363636397E-2,0,0,0]
[59,3,0,0,0.08,0.92,0,0,0]
[59,4,0,0,0,0.33333333333333298,0.66666666666666696,0,0]
[59,5,0,0,0,0,0,0,0]
[59,6,0,0,0,0,0,0,0]
[60,0,0.91304347826086996,7.7294685990338202E-2,9.6618357487922701E-3,0,0,0,0]
[60,1,0.114093959731544,0.778523489932886,0.10738255033557,0,0,0,0]
[60,2,8.9285714285714302E-2,0.14285714285714299,0.625,0.107142857142857,3.5714285714285698E-2,0,0]
[60,3,0.115384615384615,0,0.269230769230769,0.61538461538461497,0,0,0]
[60,4,0,0,0,0.5,0.5,0,0]
[60,5,0,0,0,0,0,0,0]
[60,6,0,0,0,0,0,0,0]
[61,0,0.96261682242990698,3.27102803738318E-2,4.6728971962616802E-3,0,0,0,0]
[61,1,3.5714285714285698E-2,0.93571428571428605,2.8571428571428598E-2,0,0,0,0]
[61,2,1.6666666666666701E-2,6.6666666666666693E-2,0.88333333333333297,3.3333333333333298E-2,0,0,0]
[61,3,0,0,4.3478260869565202E-2,0.95652173913043503,0,0,0]
[61,4,0,0,0,0,1,0,0]
[61,5,0,0,0,0,0,0,0]
[61,6,0,0,0,0,0,0,0]
[62,0,0.97641509433962304,2.3584905660377398E-2,0,0,0,0,0]
[62,1,8.4507042253521097E-2,0.88028169014084501,2.8169014084507001E-2,7.0422535211267599E-3,0,0,0]
[62,2,1.6949152542372899E-2,0.101694915254237,0.83050847457627097,5.0847457627118599E-2,0,0,0]
[62,3,0,8.3333333333333301E-2,0,0.91666666666666696,0,0,0]
[62,4,0,0,0,0.33333333333333298,0.66666666666666696,0,0]
[62,5,0,0,0,0,0,0,0]
[62,6,0,0,0,0,0,0,0]
[63,0,0.96818181818181803,2.7272727272727299E-2,4.5454545454545496E-3,0,0,0,0]
[63,1,0.108695652173913,0.86956521739130399,1.4492753623188401E-2,7.2463768115942004E-3,0,0,0]
[63,2,3.77358490566038E-2,0.113207547169811,0.84905660377358505,0,0,0,0]
[63,3,3.7037037037037E-2,0.11111111111111099,3.7037037037037E-2,0.77777777777777801,3.7037037037037E-2,0,0]
[63,4,0,0,0,0,1,0,0]
[63,5,0,0,0,0,0,0,0]
[63,6,0,0,0,0,0,0,0]
[64,0,0.96103896103896103,3.4632034632034597E-2,4.3290043290043299E-3,0,0,0,0]
[64,1,8.8888888888888906E-2,0.88888888888888895,2.2222222222222199E-2,0,0,0,0]
[64,2,0,0.102040816326531,0.83673469387755095,6.1224489795918401E-2,0,0,0]
[64,3,0,4.5454545454545497E-2,0.27272727272727298,0.68181818181818199,0,0,0]
[64,4,0,0,0,0,1,0,0]
[64,5,0,0,0,0,0,0,0]
[64,6,0,0,0,0,0,0,0]
[65,0,0.97435897435897401,2.5641025641025599E-2,0,0,0,0,0]
[65,1,5.22388059701493E-2,0.93283582089552197,1.49253731343284E-2,0,0,0,0]
[65,2,0,0.13725490196078399,0.78431372549019596,7.8431372549019607E-2,0,0,0]
[65,3,5.5555555555555601E-2,0,5.5555555555555601E-2,0.88888888888888895,0,0,0]
[65,4,0,0,0,0,1,0,0]
[65,5,0,0,0,0,0,0,0]
[65,6,0,0,0,0,0,0,0]
[66,0,0.95338983050847503,3.3898305084745797E-2,1.27118644067797E-2,0,0,0,0]
[66,1,6.5217391304347797E-2,0.86231884057970998,5.7971014492753603E-2,1.4492753623188401E-2,0,0,0]
[66,2,2.32558139534884E-2,9.3023255813953501E-2,0.81395348837209303,6.9767441860465101E-2,0,0,0]
[66,3,0,0,0.25,0.75,0,0,0]
[66,4,0.33333333333333298,0,0,0,0.66666666666666696,0,0]
[66,5,0,0,0,0,0,0,0]
[66,6,0,0,0,0,0,0,0]
[67,0,0.94915254237288105,3.8135593220338999E-2,1.27118644067797E-2,0,0,0,0]
[67,1,8.3969465648855005E-2,0.86259541984732802,5.34351145038168E-2,0,0,0,0]
[67,2,0,1.9607843137254902E-2,0.98039215686274495,0,0,0,0]
[67,3,0,0,0.05,0.95,0,0,0]
[67,4,0,0,0.5,0.5,0,0,0]
[67,5,0,0,0,0,0,0,0]
[67,6,0,0,0,0,0,0,0]
[68,0,0.96170212765957397,3.8297872340425497E-2,0,0,0,0,0]
[68,1,0.13008130081300801,0.83739837398373995,3.2520325203252001E-2,0,0,0,0]
[68,2,8.0645161290322606E-2,8.0645161290322606E-2,0.82258064516129004,1.6129032258064498E-2,0,0,0]
[68,3,0,0,0.25,0.75,0,0,0]
[68,4,0,0,0,0,0,0,0]
[68,5,0,0,0,0,0,0,0]
[68,6,0,0,0,0,0,0,0]
[69,0,0.97570850202429105,2.0242914979757099E-2,4.0485829959514196E-3,0,0,0,0]
[69,1,7.69230769230769E-2,0.88034188034187999,4.2735042735042701E-2,0,0,0,0]
[69,2,1.6666666666666701E-2,8.3333333333333301E-2,0.86666666666666703,3.3333333333333298E-2,0,0,0]
[69,3,0,0,6.25E-2,0.9375,0,0,0]
[69,4,0,0,0,0,0,0,0]
[69,5,0,0,0,0,0,0,0]
[69,6,0,0,0,0,0,0,0]
[70,0,0.96015936254980105,3.9840637450199202E-2,0,0,0,0,0]
[70,1,7.0796460176991094E-2,0.87610619469026596,5.3097345132743397E-2,0,0,0,0]
[70,2,1.6949152542372899E-2,6.7796610169491497E-2,0.86440677966101698,5.0847457627118599E-2,0,0,0]
[70,3,5.8823529411764698E-2,0,5.8823529411764698E-2,0.88235294117647101,0,0,0]
[70,4,0,0,0,0,0,0,0]
[70,5,0,0,0,0,0,0,0]
[70,6,0,0,0,0,0,0,0]
[71,0,0.96414342629482097,3.1872509960159397E-2,0,3.9840637450199202E-3,0,0,0]
[71,1,4.4247787610619503E-2,0.92920353982300896,2.6548672566371698E-2,0,0,0,0]
[71,2,0,0.10344827586206901,0.86206896551724099,3.4482758620689703E-2,0,0,0]
[71,3,0,0,0.27777777777777801,0.66666666666666696,5.5555555555555601E-2,0,0]
[71,4,0,0,0,0,0,0,0]
[71,5,0,0,0,0,0,0,0]
[71,6,0,0,0,0,0,0,0]
[72,0,0.93522267206477705,6.0728744939271301E-2,4.0485829959514196E-3,0,0,0,0]
[72,1,0.10084033613445401,0.84873949579831898,2.5210084033613401E-2,2.5210084033613401E-2,0,0,0]
[72,2,1.72413793103448E-2,8.6206896551724102E-2,0.79310344827586199,0.10344827586206901,0,0,0]
[72,3,6.6666666666666693E-2,6.6666666666666693E-2,0.2,0.6,6.6666666666666693E-2,0,0]
[72,4,0,0,0,1,0,0,0]
[72,5,0,0,0,0,0,0,0]
[72,6,0,0,0,0,0,0,0]
[73,0,0.96326530612244898,3.6734693877551003E-2,0,0,0,0,0]
[73,1,5.7377049180327898E-2,0.82786885245901598,0.10655737704918,8.1967213114754103E-3,0,0,0]
[73,2,1.88679245283019E-2,9.4339622641509399E-2,0.79245283018867896,7.5471698113207503E-2,1.88679245283019E-2,0,0]
[73,3,5.2631578947368397E-2,0,0.26315789473684198,0.68421052631578905,0,0,0]
[73,4,0,0,0,0,1,0,0]
[73,5,0,0,0,0,0,0,0]
[73,6,0,0,0,0,0,0,0]
[74,0,0.946938775510204,4.08163265306122E-2,1.2244897959183701E-2,0,0,0,0]
[74,1,9.5652173913043495E-2,0.860869565217391,4.3478260869565202E-2,0,0,0,0]
[74,2,0,0.116666666666667,0.81666666666666698,6.6666666666666693E-2,0,0,0]
[74,3,0,0,0.11111111111111099,0.77777777777777801,0.11111111111111099,0,0]
[74,4,0,0,0,0.5,0.5,0,0]
[74,5,0,0,0,0,0,0,0]
[74,6,0,0,0,0,0,0,0]
[75,0,0.93415637860082301,5.3497942386831303E-2,8.23045267489712E-3,4.11522633744856E-3,0,0,0]
[75,1,4.31034482758621E-2,0.87931034482758597,6.8965517241379296E-2,8.6206896551724102E-3,0,0,0]
[75,2,3.3898305084745797E-2,6.7796610169491497E-2,0.88135593220339004,1.6949152542372899E-2,0,0,0]
[75,3,0,0,0.157894736842105,0.84210526315789502,0,0,0]
[75,4,0,0,0,0,1,0,0]
[75,5,0,0,0,0,0,0,0]
[75,6,0,0,0,0,0,0,0]
[76,0,0.93162393162393198,6.8376068376068397E-2,0,0,0,0,0]
[76,1,7.5630252100840303E-2,0.88235294117647101,4.20168067226891E-2,0,0,0,0]
[76,2,1.5384615384615399E-2,9.2307692307692299E-2,0.89230769230769202,0,0,0,0]
[76,3,0,5.2631578947368397E-2,5.2631578947368397E-2,0.84210526315789502,5.2631578947368397E-2,0,0]
[76,4,0,0,0,0.33333333333333298,0.66666666666666696,0,0]
[76,5,0,0,0,0,0,0,0]
[76,6,0,0,0,0,0,0,0]
[77,0,0.96491228070175405,3.5087719298245598E-2,0,0,0,0,0]
[77,1,7.8125E-2,0.828125,9.375E-2,0,0,0,0]
[77,2,3.125E-2,6.25E-2,0.875,3.125E-2,0,0,0]
[77,3,0,0,0.23529411764705899,0.76470588235294101,0,0,0]
[77,4,0,0,0.33333333333333298,0.66666666666666696,0,0,0]
[77,5,0,0,0,0,0,0,0]
[77,6,0,0,0,0,0,0,0]
[78,0,0.90086206896551702,9.0517241379310304E-2,4.3103448275862103E-3,4.3103448275862103E-3,0,0,0]
[78,1,0.101694915254237,0.83050847457627097,5.0847457627118599E-2,1.6949152542372899E-2,0,0,0]
[78,2,4.1095890410958902E-2,8.2191780821917804E-2,0.78082191780821897,8.2191780821917804E-2,1.3698630136986301E-2,0,0]
[78,3,0,0.17647058823529399,0.23529411764705899,0.52941176470588203,5.8823529411764698E-2,0,0]
[78,4,0,0,0,0,0,0,0]
[78,5,0,0,0,0,0,0,0]
[78,6,0,0,0,0,0,0,0]
[79,0,0.95535714285714302,4.0178571428571397E-2,4.4642857142857097E-3,0,0,0,0]
[79,1,6.25E-2,0.859375,7.8125E-2,0,0,0,0]
[79,2,1.4705882352941201E-2,0.11764705882352899,0.82352941176470595,4.4117647058823498E-2,0,0,0]
[79,3,0,0,0.11111111111111099,0.88888888888888895,0,0,0]
[79,4,0,0,0,0,1,0,0]
[79,5,0,0,0,0,0,0,0]
[79,6,0,0,0,0,0,0,0]
[80,0,0.95067264573990995,4.4843049327354299E-2,4.4843049327354303E-3,0,0,0,0]
[80,1,5.5118110236220499E-2,0.92913385826771699,1.5748031496062999E-2,0,0,0,0]
[80,2,1.4492753623188401E-2,0.14492753623188401,0.811594202898551,2.8985507246376802E-2,0,0,0]
[80,3,5.2631578947368397E-2,5.2631578947368397E-2,0.26315789473684198,0.63157894736842102,0,0,0]
[80,4,0,0,0,0.5,0.5,0,0]
[80,5,0,0,0,0,0,0,0]
[80,6,0,0,0,0,0,0,0]
[81,0,0.94570135746606299,4.0723981900452497E-2,1.35746606334842E-2,0,0,0,0]
[81,1,0.12230215827338101,0.83453237410071901,4.3165467625899297E-2,0,0,0,0]
[81,2,1.5625E-2,0.125,0.84375,1.5625E-2,0,0,0]
[81,3,0,6.6666666666666693E-2,6.6666666666666693E-2,0.86666666666666703,0,0,0]
[81,4,0,0,0,0,1,0,0]
[81,5,0,0,0,0,0,0,0]
[81,6,0,0,0,0,0,0,0]
[82,0,0.96035242290748901,3.5242290748898703E-2,4.4052863436123404E-3,0,0,0,0]
[82,1,2.2388059701492501E-2,0.95522388059701502,2.2388059701492501E-2,0,0,0,0]
[82,2,0,0.109375,0.859375,3.125E-2,0,0,0]
[82,3,0,0,7.1428571428571397E-2,0.92857142857142905,0,0,0]
[82,4,0,0,0,0,1,0,0]
[82,5,0,0,0,0,0,0,0]
[82,6,0,0,0,0,0,0,0]
[83,0,0.97737556561086003,2.2624434389140299E-2,0,0,0,0,0]
[83,1,3.4965034965035002E-2,0.92307692307692302,4.1958041958042001E-2,0,0,0,0]
[83,2,1.6666666666666701E-2,8.3333333333333301E-2,0.88333333333333297,1.6666666666666701E-2,0,0,0]
[83,3,0,0,0.266666666666667,0.73333333333333295,0,0,0]
[83,4,0,0,0,0,1,0,0]
[83,5,0,0,0,0,0,0,0]
[83,6,0,0,0,0,0,0,0]
[84,0,0.94144144144144104,5.4054054054054099E-2,0,0,4.5045045045045001E-3,0,0]
[84,1,5.63380281690141E-2,0.91549295774647899,2.1126760563380299E-2,7.0422535211267599E-3,0,0,0]
[84,2,0,9.5238095238095205E-2,0.88888888888888895,1.58730158730159E-2,0,0,0]
[84,3,0,0,0.16666666666666699,0.83333333333333304,0,0,0]
[84,4,0,0,0,0,1,0,0]
[84,5,0,0,0,0,0,0,0]
[84,6,0,0,0,0,0,0,0]
[85,0,0.94930875576036899,4.6082949308755797E-2,4.6082949308755804E-3,0,0,0,0]
[85,1,4.72972972972973E-2,0.91216216216216195,3.37837837837838E-2,6.7567567567567597E-3,0,0,0]
[85,2,0,4.91803278688525E-2,0.90163934426229497,4.91803278688525E-2,0,0,0]
[85,3,0,0,8.3333333333333301E-2,0.83333333333333304,8.3333333333333301E-2,0,0]
[85,4,0,0,0,0,1,0,0]
[85,5,0,0,0,0,0,0,0]
[85,6,0,0,0,0,0,0,0]
[86,0,0.94835680751173701,4.69483568075117E-2,4.6948356807511703E-3,0,0,0,0]
[86,1,6.7567567567567599E-2,0.89864864864864902,3.37837837837838E-2,0,0,0,0]
[86,2,1.6129032258064498E-2,9.6774193548387094E-2,0.85483870967741904,3.2258064516128997E-2,0,0,0]
[86,3,0,0,7.1428571428571397E-2,0.92857142857142905,0,0,0]
[86,4,0,0,0,0,1,0,0]
[86,5,0,0,0,0,0,0,0]
[86,6,0,0,0,0,0,0,0]
[87,0,0.93427230046948395,5.63380281690141E-2,9.3896713615023494E-3,0,0,0,0]
[87,1,6.0402684563758399E-2,0.91275167785234901,2.68456375838926E-2,0,0,0,0]
[87,2,3.3333333333333298E-2,6.6666666666666693E-2,0.88333333333333297,1.6666666666666701E-2,0,0,0]
[87,3,0,6.6666666666666693E-2,0.2,0.73333333333333295,0,0,0]
[87,4,0,0,0,0,1,0,0]
[87,5,0,0,0,0,0,0,0]
[87,6,0,0,0,0,0,0,0]
[88,0,0.952380952380952,4.2857142857142899E-2,4.7619047619047597E-3,0,0,0,0]
[88,1,3.2679738562091498E-2,0.934640522875817,3.2679738562091498E-2,0,0,0,0]
[88,2,0,9.6774193548387094E-2,0.88709677419354804,1.6129032258064498E-2,0,0,0]
[88,3,0,0,8.3333333333333301E-2,0.91666666666666696,0,0,0]
[88,4,0,0,0,0.33333333333333298,0.66666666666666696,0,0]
[88,5,0,0,0,0,0,0,0]
[88,6,0,0,0,0,0,0,0]
[89,0,0.95121951219512202,3.9024390243902397E-2,9.7560975609756097E-3,0,0,0,0]
[89,1,9.49367088607595E-2,0.873417721518987,3.1645569620253201E-2,0,0,0,0]
[89,2,4.8387096774193498E-2,0.12903225806451599,0.75806451612903203,4.8387096774193498E-2,1.6129032258064498E-2,0,0]
[89,3,0,7.69230769230769E-2,0.15384615384615399,0.76923076923076905,0,0,0]
[89,4,0,0,0.5,0.5,0,0,0]
[89,5,0,0,0,0,0,0,0]
[89,6,0,0,0,0,0,0,0]
[90,0,0.90610328638497695,8.9201877934272297E-2,4.6948356807511703E-3,0,0,0,0]
[90,1,0.16129032258064499,0.8,3.8709677419354799E-2,0,0,0,0]
[90,2,3.5087719298245598E-2,0.157894736842105,0.73684210526315796,7.0175438596491196E-2,0,0,0]
[90,3,0,0,0,0.85714285714285698,0.14285714285714299,0,0]
[90,4,0,0,0,1,0,0,0]
[90,5,0,0,0,0,0,0,0]
[90,6,0,0,0,0,0,0,0]
[91,0,0.94545454545454499,3.1818181818181801E-2,2.27272727272727E-2,0,0,0,0]
[91,1,6.5789473684210495E-2,0.84868421052631604,8.55263157894737E-2,0,0,0,0]
[91,2,2.04081632653061E-2,4.08163265306122E-2,0.81632653061224503,0.122448979591837,0,0,0]
[91,3,0,0,0,1,0,0,0]
[91,4,0,0,0,0,1,0,0]
[91,5,0,0,0,0,0,0,0]
[91,6,0,0,0,0,0,0,0]
[92,0,0.89497716894977197,9.1324200913242004E-2,1.3698630136986301E-2,0,0,0,0]
[92,1,7.2463768115942004E-2,0.77536231884058004,0.13768115942028999,1.4492753623188401E-2,0,0,0]
[92,2,1.72413793103448E-2,6.8965517241379296E-2,0.81034482758620696,0.10344827586206901,0,0,0]
[92,3,0,4.3478260869565202E-2,0,0.95652173913043503,0,0,0]
[92,4,0,0,0,0,1,0,0]
[92,5,0,0,0,0,0,0,0]
[92,6,0,0,0,0,0,0,0]
[93,0,0.81642512077294704,0.14492753623188401,2.8985507246376802E-2,9.6618357487922701E-3,0,0,0]
[93,1,8.3333333333333301E-2,0.77272727272727304,0.12121212121212099,2.27272727272727E-2,0,0,0]
[93,2,1.4492753623188401E-2,7.2463768115942004E-2,0.78260869565217395,0.13043478260869601,0,0,0]
[93,3,0,0,6.6666666666666693E-2,0.83333333333333304,0.1,0,0]
[93,4,0,0,0,0.5,0.5,0,0]
[93,5,0,0,0,0,0,0,0]
[93,6,0,0,0,0,0,0,0]
[94,0,0.801104972375691,0.12707182320442001,6.0773480662983402E-2,1.1049723756906099E-2,0,0,0]
[94,1,2.9197080291970798E-2,0.80291970802919699,0.124087591240876,4.3795620437956199E-2,0,0,0]
[94,2,0,5.1282051282051301E-2,0.79487179487179505,0.128205128205128,2.5641025641025599E-2,0,0]
[94,3,0,2.5000000000000001E-2,0.1,0.8,7.4999999999999997E-2,0,0]
[94,4,0,0,0,0,1,0,0]
[94,5,0,0,0,0,0,0,0]
[94,6,0,0,0,0,0,0,0]
[95,0,0.87248322147651003,0.100671140939597,2.68456375838926E-2,0,0,0,0]
[95,1,4.3478260869565202E-2,0.80434782608695699,0.123188405797101,2.1739130434782601E-2,7.2463768115942004E-3,0,0]
[95,2,0,5.31914893617021E-2,0.73404255319148903,0.21276595744680901,0,0,0]
[95,3,0,0.06,0.1,0.74,0.1,0,0]
[95,4,0,0,0,0.22222222222222199,0.77777777777777801,0,0]
[95,5,0,0,0,0,0,0,0]
[95,6,0,0,0,0,0,0,0]
[96,0,0.69117647058823495,0.20588235294117599,8.8235294117647106E-2,1.4705882352941201E-2,0,0,0]
[96,1,6.7164179104477598E-2,0.64179104477611904,0.23134328358209,5.9701492537313397E-2,0,0,0]
[96,2,2.1052631578947399E-2,0.115789473684211,0.66315789473684195,0.17894736842105299,2.1052631578947399E-2,0,0]
[96,3,1.6129032258064498E-2,8.0645161290322606E-2,0.17741935483870999,0.59677419354838701,0.12903225806451599,0,0]
[96,4,0,0,0,0.15384615384615399,0.84615384615384603,0,0]
[96,5,0,0,0,0,0,0,0]
[96,6,0,0,0,0,0,0,0]
[97,0,0.81132075471698095,0.160377358490566,1.88679245283019E-2,9.4339622641509396E-3,0,0,0]
[97,1,6.9230769230769207E-2,0.79230769230769205,0.123076923076923,1.5384615384615399E-2,0,0,0]
[97,2,8.5470085470085496E-3,8.54700854700855E-2,0.74358974358974395,0.15384615384615399,8.5470085470085496E-3,0,0]
[97,3,0,0,6.0606060606060601E-2,0.939393939393939,0,0,0]
[97,4,0,0,0,0.14285714285714299,0.85714285714285698,0,0]
[97,5,0,0,0,0,0,0,0]
[97,6,0,0,0,0,0,0,0]
[98,0,0.89583333333333304,9.375E-2,1.0416666666666701E-2,0,0,0,0]
[98,1,3.0769230769230799E-2,0.8,0.16923076923076899,0,0,0,0]
[98,2,2.7522935779816501E-2,8.2568807339449504E-2,0.798165137614679,8.2568807339449504E-2,9.1743119266055103E-3,0,0]
[98,3,1.16279069767442E-2,4.6511627906976702E-2,0.127906976744186,0.79069767441860495,2.32558139534884E-2,0,0]
[98,4,0,0,0,0.21052631578947401,0.78947368421052599,0,0]
[98,5,0,0,0,0,0,0,0]
[98,6,0,0,0,0,0,0,0]
[99,0,0.80851063829787195,0.117021276595745,4.2553191489361701E-2,3.1914893617021302E-2,0,0,0]
[99,1,5.5555555555555601E-2,0.76190476190476197,0.15079365079365101,2.3809523809523801E-2,7.9365079365079395E-3,0,0]
[99,2,2.4793388429752101E-2,7.43801652892562E-2,0.75206611570247905,0.14876033057851201,0,0,0]
[99,3,0,0,0.12345679012345701,0.83950617283950602,3.7037037037037E-2,0,0]
[99,4,0,0,5.5555555555555601E-2,5.5555555555555601E-2,0.88888888888888895,0,0]
[99,5,0,0,0,0,0,0,0]
[99,6,0,0,0,0,0,0,0]
[100,0,0.87209302325581395,0.127906976744186,0,0,0,0,0]
[100,1,3.4482758620689703E-2,0.76724137931034497,0.181034482758621,1.72413793103448E-2,0,0,0]
[100,2,0,4.8000000000000001E-2,0.8,0.14399999999999999,8.0000000000000002E-3,0,0]
[100,3,0,0,8.6021505376344107E-2,0.86021505376344098,5.3763440860215103E-2,0,0]
[100,4,0,0,0,0.15,0.85,0,0]
[100,5,0,0,0,0,0,0,0]
[100,6,0,0,0,0,0,0,0]
[101,0,0.89873417721519,7.5949367088607597E-2,2.53164556962025E-2,0,0,0,0]
[101,1,5.6603773584905703E-2,0.75471698113207597,0.14150943396226401,3.77358490566038E-2,9.4339622641509396E-3,0,0]
[101,2,7.7519379844961196E-3,8.5271317829457405E-2,0.78294573643410803,0.116279069767442,7.7519379844961196E-3,0,0]
[101,3,9.7087378640776708E-3,0,0.106796116504854,0.84466019417475702,3.8834951456310697E-2,0,0]
[101,4,4.3478260869565202E-2,0,4.3478260869565202E-2,0.13043478260869601,0.78260869565217395,0,0]
[101,5,0,0,0,0,0,0,0]
[101,6,0,0,0,0,0,0,0]
[102,0,0.8125,0.125,1.2500000000000001E-2,0.05,0,0,0]
[102,1,6.18556701030928E-2,0.70103092783505205,0.19587628865979401,4.1237113402061903E-2,0,0,0]
[102,2,3.0769230769230799E-2,8.4615384615384606E-2,0.77692307692307705,0.107692307692308,0,0,0]
[102,3,0,1.8348623853211E-2,7.3394495412843999E-2,0.78899082568807299,0.119266055045872,0,0]
[102,4,0,0,0,8.3333333333333301E-2,0.91666666666666696,0,0]
[102,5,0,0,0,0,0,0,0]
[102,6,0,0,0,0,0,0,0]
[103,0,0.77333333333333298,0.18666666666666701,2.66666666666667E-2,0,1.3333333333333299E-2,0,0]
[103,1,1.0989010989011E-2,0.79120879120879095,0.164835164835165,2.1978021978022001E-2,1.0989010989011E-2,0,0]
[103,2,0,0.10077519379845,0.73643410852713198,0.15503875968992201,7.7519379844961196E-3,0,0]
[103,3,0,0,4.5454545454545497E-2,0.88181818181818195,7.2727272727272696E-2,0,0]
[103,4,0,0,2.8571428571428598E-2,0.17142857142857101,0.8,0,0]
[103,5,0,0,0,0,0,0,0]
[103,6,0,0,0,0,0,0,0]
[104,0,0.79661016949152497,0.11864406779661001,6.7796610169491497E-2,1.6949152542372899E-2,0,0,0]
[104,1,5.0505050505050497E-2,0.71717171717171702,0.17171717171717199,5.0505050505050497E-2,1.01010101010101E-2,0,0]
[104,2,0,5.93220338983051E-2,0.88983050847457601,4.2372881355932202E-2,8.4745762711864406E-3,0,0]
[104,3,0,8.0000000000000002E-3,9.6000000000000002E-2,0.84799999999999998,4.8000000000000001E-2,0,0]
[104,4,0,0,0,0.102564102564103,0.89743589743589702,0,0]
[104,5,0,0,0,0,0,0,0]
[104,6,0,0,0,0,0,0,0]
[105,0,0.73076923076923095,0.19230769230769201,3.8461538461538498E-2,3.8461538461538498E-2,0,0,0]
[105,1,4.6511627906976702E-2,0.79069767441860495,9.3023255813953501E-2,5.8139534883720902E-2,1.16279069767442E-2,0,0]
[105,2,0,5.0724637681159403E-2,0.72463768115941996,0.202898550724638,2.1739130434782601E-2,0,0]
[105,3,0,8.2644628099173608E-3,6.6115702479338803E-2,0.84297520661156999,8.2644628099173598E-2,0,0]
[105,4,0,0,2.32558139534884E-2,0.232558139534884,0.74418604651162801,0,0]
[105,5,0,0,0,0,0,0,0]
[105,6,0,0,0,0,0,0,0]
[106,0,0.85714285714285698,0.14285714285714299,0,0,0,0,0]
[106,1,6.9767441860465101E-2,0.86046511627906996,5.8139534883720902E-2,1.16279069767442E-2,0,0,0]
[106,2,1.6806722689075598E-2,3.3613445378151301E-2,0.80672268907563005,0.13445378151260501,8.4033613445378096E-3,0,0]
[106,3,0,6.8027210884353704E-3,9.5238095238095205E-2,0.83673469387755095,6.1224489795918401E-2,0,0]
[106,4,0,0,0,6.5217391304347797E-2,0.934782608695652,0,0]
[106,5,0,0,0,0,0,0,0]
[106,6,0,0,0,0,0,0,0]
[107,0,0.79545454545454497,0.13636363636363599,4.5454545454545497E-2,2.27272727272727E-2,0,0,0]
[107,1,4.7058823529411799E-2,0.74117647058823499,0.17647058823529399,3.5294117647058802E-2,0,0,0]
[107,2,1.7391304347826101E-2,6.9565217391304293E-2,0.73043478260869599,0.173913043478261,8.6956521739130401E-3,0,0]
[107,3,0,1.3986013986014E-2,0.10489510489510501,0.82517482517482499,5.5944055944055902E-2,0,0]
[107,4,1.88679245283019E-2,0,1.88679245283019E-2,0.113207547169811,0.84905660377358505,0,0]
[107,5,0,0,0,0,0,0,0]
[107,6,0,0,0,0,0,0,0]
[108,0,0.85714285714285698,9.5238095238095205E-2,2.3809523809523801E-2,0,2.3809523809523801E-2,0,0]
[108,1,7.5949367088607597E-2,0.670886075949367,0.20253164556962,3.7974683544303799E-2,1.26582278481013E-2,0,0]
[108,2,0,7.69230769230769E-2,0.74358974358974395,0.16239316239316201,1.7094017094017099E-2,0,0]
[108,3,1.35135135135135E-2,1.35135135135135E-2,6.08108108108108E-2,0.79729729729729704,0.114864864864865,0,0]
[108,4,0,0,1.85185185185185E-2,0.11111111111111099,0.87037037037037002,0,0]
[108,5,0,0,0,0,0,0,0]
[108,6,0,0,0,0,0,0,0]
[109,0,0.81818181818181801,9.0909090909090898E-2,9.0909090909090898E-2,0,0,0,0]
[109,1,4.4117647058823498E-2,0.64705882352941202,0.29411764705882398,0,1.4705882352941201E-2,0,0]
[109,2,8.7719298245613996E-3,7.0175438596491196E-2,0.72807017543859698,0.175438596491228,1.7543859649122799E-2,0,0]
[109,3,0,2.0547945205479499E-2,6.8493150684931503E-2,0.81506849315068497,9.5890410958904104E-2,0,0]
[109,4,0,0,2.9411764705882401E-2,8.8235294117647106E-2,0.88235294117647101,0,0]
[109,5,0,0,0,0,0,0,0]
[109,6,0,0,0,0,0,0,0]
[110,0,0.8,0.15,2.5000000000000001E-2,2.5000000000000001E-2,0,0,0]
[110,1,0,0.74576271186440701,0.186440677966102,5.0847457627118599E-2,1.6949152542372899E-2,0,0]
[110,2,0,9.2436974789915999E-2,0.73109243697478998,0.16806722689075601,8.4033613445378096E-3,0,0]
[110,3,0,1.37931034482759E-2,6.2068965517241399E-2,0.85517241379310305,6.8965517241379296E-2,0,0]
[110,4,0,0,0,7.7922077922077906E-2,0.92207792207792205,0,0]
[110,5,0,0,0,0,0,0,0]
[110,6,0,0,0,0,0,0,0]
[111,0,0.84375,9.375E-2,3.125E-2,3.125E-2,0,0,0]
[111,1,3.1746031746031703E-2,0.73015873015873001,0.17460317460317501,6.3492063492063502E-2,0,0,0]
[111,2,0,8.3333333333333301E-2,0.74074074074074103,0.157407407407407,1.85185185185185E-2,0,0]
[111,3,6.4935064935064896E-3,1.2987012987013E-2,3.2467532467532499E-2,0.85064935064935099,9.7402597402597393E-2,0,0]
[111,4,0,1.20481927710843E-2,1.20481927710843E-2,0.19277108433734899,0.78313253012048201,0,0]
[111,5,0,0,0,0,0,0,0]
[111,6,0,0,0,0,0,0,0]
[112,0,0.86666666666666703,0.133333333333333,0,0,0,0,0]
[112,1,4.91803278688525E-2,0.72131147540983598,0.18032786885245899,4.91803278688525E-2,0,0,0]
[112,2,1.02040816326531E-2,5.10204081632653E-2,0.80612244897959195,0.13265306122449,0,0,0]
[112,3,5.9171597633136102E-3,1.7751479289940801E-2,6.5088757396449703E-2,0.81656804733727795,9.4674556213017694E-2,0,0]
[112,4,0,1.21951219512195E-2,0,6.0975609756097601E-2,0.92682926829268297,0,0]
[112,5,0,0,0,0,0,0,0]
[112,6,0,0,0,0,0,0,0]
[113,0,0.87096774193548399,6.4516129032258104E-2,6.4516129032258104E-2,0,0,0,0]
[113,1,7.0175438596491196E-2,0.78947368421052599,0.105263157894737,3.5087719298245598E-2,0,0,0]
[113,2,0,3.9603960396039598E-2,0.88118811881188097,6.9306930693069299E-2,9.9009900990098994E-3,0,0]
[113,3,0,6.2893081761006301E-3,8.17610062893082E-2,0.85534591194968601,5.6603773584905703E-2,0,0]
[113,4,0,1.0869565217391301E-2,4.3478260869565202E-2,0.108695652173913,0.83695652173913004,0,0]
[113,5,0,0,0,0,0,0,0]
[113,6,0,0,0,0,0,0,0]
[114,0,0.74193548387096797,0.225806451612903,0,0,3.2258064516128997E-2,0,0]
[114,1,9.4339622641509399E-2,0.660377358490566,0.20754716981132099,3.77358490566038E-2,0,0,0]
[114,2,0,0.140350877192982,0.66666666666666696,0.18421052631578899,8.7719298245613996E-3,0,0]
[114,3,1.2903225806451601E-2,2.5806451612903201E-2,0.154838709677419,0.71612903225806501,9.0322580645161299E-2,0,0]
[114,4,0,0,4.5977011494252901E-2,0.14942528735632199,0.80459770114942497,0,0]
[114,5,0,0,0,0,0,0,0]
[114,6,0,0,0,0,0,0,0]
[115,0,0.93333333333333302,6.6666666666666693E-2,0,0,0,0,0]
[115,1,6.4516129032258104E-2,0.79032258064516103,0.112903225806452,3.2258064516128997E-2,0,0,0]
[115,2,0,6.08695652173913E-2,0.89565217391304397,4.3478260869565202E-2,0,0,0]
[115,3,0,6.8027210884353704E-3,6.1224489795918401E-2,0.91836734693877597,1.3605442176870699E-2,0,0]
[115,4,1.16279069767442E-2,1.16279069767442E-2,0,6.9767441860465101E-2,0.90697674418604601,0,0]
[115,5,0,0,0,0,0,0,0]
[115,6,0,0,0,0,0,0,0]
[116,0,0.90909090909090895,6.0606060606060601E-2,3.03030303030303E-2,0,0,0,0]
[116,1,0.05,0.86666666666666703,0.05,1.6666666666666701E-2,1.6666666666666701E-2,0,0]
[116,2,8.4033613445378096E-3,6.7226890756302504E-2,0.77310924369747902,0.13445378151260501,1.6806722689075598E-2,0,0]
[116,3,6.7567567567567597E-3,6.7567567567567597E-3,5.4054054054054099E-2,0.87837837837837796,5.4054054054054099E-2,0,0]
[116,4,0,1.2500000000000001E-2,1.2500000000000001E-2,7.4999999999999997E-2,0.9,0,0]
[116,5,0,0,0,0,0,0,0]
[116,6,0,0,0,0,0,0,0]
[117,0,0.77142857142857102,5.7142857142857099E-2,0.14285714285714299,2.8571428571428598E-2,0,0,0]
[117,1,4.6875E-2,0.71875,0.140625,6.25E-2,3.125E-2,0,0]
[117,2,0,5.7142857142857099E-2,0.75238095238095204,0.180952380952381,9.5238095238095195E-3,0,0]
[117,3,6.5359477124183E-3,1.9607843137254902E-2,4.5751633986928102E-2,0.82352941176470595,0.10457516339869299,0,0]
[117,4,0,1.20481927710843E-2,1.20481927710843E-2,8.4337349397590397E-2,0.89156626506024095,0,0]
[117,5,0,0,0,0,0,0,0]
[117,6,0,0,0,0,0,0,0]
[118,0,0.93548387096774199,6.4516129032258104E-2,0,0,0,0,0]
[118,1,5.1724137931034503E-2,0.89655172413793105,5.1724137931034503E-2,0,0,0,0]
[118,2,0,4.95049504950495E-2,0.87128712871287095,5.9405940594059403E-2,1.9801980198019799E-2,0,0]
[118,3,0,6.3694267515923596E-3,6.3694267515923594E-2,0.89808917197452198,3.1847133757961797E-2,0,0]
[118,4,0,0,0,2.1505376344085999E-2,0.978494623655914,0,0]
[118,5,0,0,0,0,0,0,0]
[118,6,0,0,0,0,0,0,0]
[119,0,0.96875,0,3.125E-2,0,0,0,0]
[119,1,6.6666666666666693E-2,0.83333333333333304,8.3333333333333301E-2,1.6666666666666701E-2,0,0,0]
[119,2,9.9009900990098994E-3,5.9405940594059403E-2,0.81188118811881205,0.10891089108910899,9.9009900990098994E-3,0,0]
[119,3,0,6.7114093959731499E-3,5.3691275167785199E-2,0.85906040268456396,8.0536912751677805E-2,0,0]
[119,4,0,0,2.04081632653061E-2,0.122448979591837,0.85714285714285698,0,0]
[119,5,0,0,0,0,0,0,0]
[119,6,0,0,0,0,0,0,0]
[120,0,0.77777777777777801,0.11111111111111099,0.11111111111111099,0,0,0,0]
[120,1,1.7543859649122799E-2,0.66666666666666696,0.31578947368421101,0,0,0,0]
[120,2,0,8.1632653061224497E-2,0.79591836734693899,0.11224489795918401,1.02040816326531E-2,0,0]
[120,3,0,6.5789473684210497E-3,0.15131578947368399,0.76973684210526305,7.2368421052631596E-2,0,0]
[120,4,0,0,1.03092783505155E-2,0.15463917525773199,0.83505154639175305,0,0]
[120,5,0,0,0,0,0,0,0]
[120,6,0,0,0,0,0,0,0]
[121,0,0.89655172413793105,0.10344827586206901,0,0,0,0,0]
[121,1,1.9607843137254902E-2,0.86274509803921595,0.11764705882352899,0,0,0,0]
[121,2,0,6.4516129032258104E-2,0.81451612903225801,0.112903225806452,8.0645161290322596E-3,0,0]
[121,3,0,0,7.69230769230769E-2,0.87412587412587395,4.8951048951049E-2,0,0]
[121,4,0,0,0,5.3763440860215103E-2,0.94623655913978499,0,0]
[121,5,0,0,0,0,0,0,0]
[121,6,0,0,0,0,0,0,0]
[122,0,0.92592592592592604,7.4074074074074098E-2,0,0,0,0,0]
[122,1,5.4545454545454501E-2,0.87272727272727302,7.2727272727272696E-2,0,0,0,0]
[122,2,0,5.93220338983051E-2,0.79661016949152497,0.13559322033898299,8.4745762711864406E-3,0,0]
[122,3,0,6.9444444444444397E-3,4.1666666666666699E-2,0.92361111111111105,2.7777777777777801E-2,0,0]
[122,4,0,0,1.0416666666666701E-2,0.125,0.86458333333333304,0,0]
[122,5,0,0,0,0,0,0,0]
[122,6,0,0,0,0,0,0,0]
[123,0,0.89285714285714302,0.107142857142857,0,0,0,0,0]
[123,1,5.1724137931034503E-2,0.72413793103448298,0.18965517241379301,3.4482758620689703E-2,0,0,0]
[123,2,1.9047619047619001E-2,5.7142857142857099E-2,0.80952380952380998,0.104761904761905,9.5238095238095195E-3,0,0]
[123,3,0,0,6.8322981366459604E-2,0.80745341614906796,0.12422360248447201,0,0]
[123,4,0,0,4.5454545454545497E-2,0.11363636363636399,0.84090909090909105,0,0]
[123,5,0,0,0,0,0,0,0]
[123,6,0,0,0,0,0,0,0]
[124,0,0.9,6.6666666666666693E-2,0,0,3.3333333333333298E-2,0,0]
[124,1,0,0.92156862745098,7.8431372549019607E-2,0,0,0,0]
[124,2,0,3.6036036036036001E-2,0.86486486486486502,9.90990990990991E-2,0,0,0]
[124,3,0,6.5359477124183E-3,6.5359477124182996E-2,0.88235294117647101,4.5751633986928102E-2,0,0]
[124,4,0,0,0,0.13684210526315799,0.86315789473684201,0,0]
[124,5,0,0,0,0,0,0,0]
[124,6,0,0,0,0,0,0,0]
[125,0,0.96296296296296302,0,0,3.7037037037037E-2,0,0,0]
[125,1,5.5555555555555601E-2,0.83333333333333304,7.4074074074074098E-2,3.7037037037037E-2,0,0,0]
[125,2,0,5.4545454545454501E-2,0.84545454545454501,9.0909090909090898E-2,9.0909090909090905E-3,0,0]
[125,3,6.2893081761006301E-3,6.2893081761006301E-3,0.13207547169811301,0.80503144654088099,5.0314465408804999E-2,0,0]
[125,4,0,0,5.5555555555555601E-2,0.11111111111111099,0.83333333333333304,0,0]
[125,5,0,0,0,0,0,0,0]
[125,6,0,0,0,0,0,0,0]
[126,0,0.83333333333333304,0.133333333333333,3.3333333333333298E-2,0,0,0,0]
[126,1,1.9230769230769201E-2,0.75,0.19230769230769201,3.8461538461538498E-2,0,0,0]
[126,2,8.1300813008130107E-3,8.9430894308943104E-2,0.78861788617886197,9.7560975609756101E-2,1.6260162601626001E-2,0,0]
[126,3,0,0,0.158940397350993,0.741721854304636,9.9337748344370896E-2,0,0]
[126,4,0,0,5.95238095238095E-2,0.107142857142857,0.83333333333333304,0,0]
[126,5,0,0,0,0,0,0,0]
[126,6,0,0,0,0,0,0,0]
[127,0,0.66666666666666696,0.11111111111111099,0.11111111111111099,3.7037037037037E-2,7.4074074074074098E-2,0,0]
[127,1,1.85185185185185E-2,0.83333333333333304,0.12962962962963001,1.85185185185185E-2,0,0,0]
[127,2,0,8.0291970802919693E-2,0.81751824817518204,9.4890510948905105E-2,7.2992700729926996E-3,0,0]
[127,3,0,2.2222222222222199E-2,7.4074074074074098E-2,0.85185185185185197,5.1851851851851899E-2,0,0]
[127,4,0,0,1.1494252873563199E-2,6.8965517241379296E-2,0.91954022988505701,0,0]
[127,5,0,0,0,0,0,0,0]
[127,6,0,0,0,0,0,0,0]
[128,0,0.89473684210526305,0.105263157894737,0,0,0,0,0]
[128,1,3.2258064516128997E-2,0.87096774193548399,9.6774193548387094E-2,0,0,0,0]
[128,2,0,7.5187969924811998E-2,0.83458646616541399,8.2706766917293201E-2,7.5187969924812E-3,0,0]
[128,3,0,1.4705882352941201E-2,8.0882352941176502E-2,0.86029411764705899,4.4117647058823498E-2,0,0]
[128,4,0,0,2.2222222222222199E-2,0.211111111111111,0.76666666666666705,0,0]
[128,5,0,0,0,0,0,0,0]
[128,6,0,0,0,0,0,0,0]
[129,0,0.52631578947368396,0.36842105263157898,5.2631578947368397E-2,0,5.2631578947368397E-2,0,0]
[129,1,0.11764705882352899,0.76470588235294101,0.11764705882352899,0,0,0,0]
[129,2,7.6923076923076901E-3,9.2307692307692299E-2,0.81538461538461504,7.69230769230769E-2,7.6923076923076901E-3,0,0]
[129,3,0,3.4013605442176902E-2,0.19047619047618999,0.73469387755102,4.08163265306122E-2,0,0]
[129,4,0,0,3.94736842105263E-2,9.2105263157894704E-2,0.86842105263157898,0,0]
[129,5,0,0,0,0,0,0,0]
[129,6,0,0,0,0,0,0,0]
[130,0,0.94736842105263197,0,0,5.2631578947368397E-2,0,0,0]
[130,1,3.94736842105263E-2,0.88157894736842102,7.8947368421052599E-2,0,0,0,0]
[130,2,0,4.7945205479452101E-2,0.91780821917808197,2.7397260273972601E-2,6.8493150684931503E-3,0,0]
[130,3,0,2.4E-2,0.112,0.83199999999999996,3.2000000000000001E-2,0,0]
[130,4,0,0,1.35135135135135E-2,0.135135135135135,0.85135135135135098,0,0]
[130,5,0,0,0,0,0,0,0]
[130,6,0,0,0,0,0,0,0]
[131,0,0.952380952380952,4.7619047619047603E-2,0,0,0,0,0]
[131,1,6.4935064935064901E-2,0.85714285714285698,7.7922077922077906E-2,0,0,0,0]
[131,2,2.5806451612903201E-2,0.109677419354839,0.8,6.4516129032258104E-2,0,0,0]
[131,3,0,2.5210084033613401E-2,0.21008403361344499,0.73109243697478998,3.3613445378151301E-2,0,0]
[131,4,0,0,7.3529411764705899E-2,0.23529411764705899,0.69117647058823495,0,0]
[131,5,0,0,0,0,0,0,0]
[131,6,0,0,0,0,0,0,0]
[132,0,0.86206896551724099,6.8965517241379296E-2,3.4482758620689703E-2,3.4482758620689703E-2,0,0,0]
[132,1,0.126436781609195,0.64367816091954,0.18390804597701099,3.4482758620689703E-2,1.1494252873563199E-2,0,0]
[132,2,1.2500000000000001E-2,0.2,0.7,8.1250000000000003E-2,6.2500000000000003E-3,0,0]
[132,3,8.8495575221238902E-3,9.7345132743362803E-2,0.33628318584070799,0.53982300884955703,1.7699115044247801E-2,0,0]
[132,4,0,3.9215686274509803E-2,9.8039215686274495E-2,0.25490196078431399,0.60784313725490202,0,0]
[132,5,0,0,0,0,0,0,0]
[132,6,0,0,0,0,0,0,0]
[133,0,0.97435897435897401,2.5641025641025599E-2,0,0,0,0,0]
[133,1,7.7669902912621394E-2,0.91262135922330101,9.7087378640776708E-3,0,0,0,0]
[133,2,5.8139534883720903E-3,6.9767441860465101E-2,0.86046511627906996,6.3953488372092998E-2,0,0,0]
[133,3,0,3.2967032967033003E-2,0.14285714285714299,0.79120879120879095,3.2967032967033003E-2,0,0]
[133,4,0,2.8571428571428598E-2,2.8571428571428598E-2,2.8571428571428598E-2,0.91428571428571404,0,0]
[133,5,0,0,0,0,0,0,0]
[133,6,0,0,0,0,0,0,0]
[134,0,0.97872340425531901,0,2.1276595744680899E-2,0,0,0,0]
[134,1,8.1081081081081099E-2,0.88288288288288297,3.6036036036036001E-2,0,0,0,0]
[134,2,1.84049079754601E-2,7.9754601226993904E-2,0.85889570552147199,4.2944785276073601E-2,0,0,0]
[134,3,0,1.1904761904761901E-2,0.238095238095238,0.72619047619047605,2.3809523809523801E-2,0,0]
[134,4,0,0,2.8571428571428598E-2,0.2,0.77142857142857102,0,0]
[134,5,0,0,0,0,0,0,0]
[134,6,0,0,0,0,0,0,0]
[135,0,0.94827586206896597,5.1724137931034503E-2,0,0,0,0,0]
[135,1,7.1428571428571397E-2,0.875,5.3571428571428603E-2,0,0,0,0]
[135,2,1.20481927710843E-2,0.14457831325301199,0.78915662650602403,4.81927710843374E-2,6.0240963855421699E-3,0,0]
[135,3,0,0.08,0.21333333333333299,0.69333333333333302,1.3333333333333299E-2,0,0]
[135,4,0,3.4482758620689703E-2,6.8965517241379296E-2,0.20689655172413801,0.68965517241379304,0,0]
[135,5,0,0,0,0,0,0,0]
[135,6,0,0,0,0,0,0,0]
[136,0,0.984615384615385,1.5384615384615399E-2,0,0,0,0,0]
[136,1,0.15151515151515199,0.80303030303030298,3.7878787878787901E-2,7.5757575757575803E-3,0,0,0]
[136,2,3.2258064516128997E-2,0.12258064516129,0.81935483870967696,2.5806451612903201E-2,0,0,0]
[136,3,1.5151515151515201E-2,0,0.19696969696969699,0.77272727272727304,1.5151515151515201E-2,0,0]
[136,4,0,4.5454545454545497E-2,9.0909090909090898E-2,0.22727272727272699,0.63636363636363602,0,0]
[136,5,0,0,0,0,0,0,0]
[136,6,0,0,0,0,0,0,0]
[137,0,0.97777777777777797,2.2222222222222199E-2,0,0,0,0,0]
[137,1,0.14173228346456701,0.81102362204724399,4.7244094488188997E-2,0,0,0,0]
[137,2,2.7210884353741499E-2,0.129251700680272,0.82312925170067996,6.8027210884353704E-3,1.3605442176870699E-2,0,0]
[137,3,0,3.2786885245901599E-2,0.32786885245901598,0.62295081967213095,1.63934426229508E-2,0,0]
[137,4,0,0,0,0.266666666666667,0.73333333333333295,0,0]
[137,5,0,0,0,0,0,0,0]
[137,6,0,0,0,0,0,0,0]
[138,0,0.94545454545454499,4.5454545454545497E-2,9.0909090909090905E-3,0,0,0,0]
[138,1,0.27777777777777801,0.70634920634920595,1.58730158730159E-2,0,0,0,0]
[138,2,8.8435374149659907E-2,0.312925170068027,0.54421768707482998,5.4421768707482998E-2,0,0,0]
[138,3,6.9767441860465101E-2,9.3023255813953501E-2,0.30232558139534899,0.53488372093023295,0,0,0]
[138,4,0,0.14285714285714299,0,0.28571428571428598,0.57142857142857095,0,0]
[138,5,0,0,0,0,0,0,0]
[138,6,0,0,0,0,0,0,0]
[139,0,0.98709677419354802,6.4516129032258099E-3,6.4516129032258099E-3,0,0,0,0]
[139,1,0.198630136986301,0.78082191780821897,2.0547945205479499E-2,0,0,0,0]
[139,2,2.0833333333333301E-2,0.32291666666666702,0.64583333333333304,1.0416666666666701E-2,0,0,0]
[139,3,0,2.8571428571428598E-2,0.2,0.71428571428571397,5.7142857142857099E-2,0,0]
[139,4,0,0,0,0.125,0.875,0,0]
[139,5,0,0,0,0,0,0,0]
[139,6,0,0,0,0,0,0,0]
[140,0,0.98369565217391297,1.6304347826087001E-2,0,0,0,0,0]
[140,1,0.19047619047618999,0.78911564625850295,2.04081632653061E-2,0,0,0,0]
[140,2,4.1095890410958902E-2,0.27397260273972601,0.68493150684931503,0,0,0,0]
[140,3,0,7.4074074074074098E-2,0.25925925925925902,0.592592592592593,7.4074074074074098E-2,0,0]
[140,4,0,0,0,0.33333333333333298,0.66666666666666696,0,0]
[140,5,0,0,0,0,0,0,0]
[140,6,0,0,0,0,0,0,0]
[141,0,0.96698113207547198,2.3584905660377398E-2,9.4339622641509396E-3,0,0,0,0]
[141,1,0.19858156028368801,0.76595744680851097,3.54609929078014E-2,0,0,0,0]
[141,2,0.05,0.28333333333333299,0.61666666666666703,0.05,0,0,0]
[141,3,0,0.105263157894737,0.157894736842105,0.73684210526315796,0,0,0]
[141,4,0,0,0.125,0.125,0.75,0,0]
[141,5,0,0,0,0,0,0,0]
[141,6,0,0,0,0,0,0,0]
[142,0,0.96610169491525399,3.3898305084745797E-2,0,0,0,0,0]
[142,1,0.234848484848485,0.75,1.5151515151515201E-2,0,0,0,0]
[142,2,6.25E-2,0.1875,0.75,0,0,0,0]
[142,3,0,5.5555555555555601E-2,0.33333333333333298,0.61111111111111105,0,0,0]
[142,4,0,0,0.33333333333333298,0.33333333333333298,0.33333333333333298,0,0]
[142,5,0,0,0,0,0,0,0]
[142,6,0,0,0,0,0,0,0]
[143,0,0.98091603053435095,1.9083969465648901E-2,0,0,0,0,0]
[143,1,0.26495726495726502,0.70940170940170899,2.5641025641025599E-2,0,0,0,0]
[143,2,0,0.23913043478260901,0.76086956521739102,0,0,0,0]
[143,3,7.69230769230769E-2,0,7.69230769230769E-2,0.84615384615384603,0,0,0]
[143,4,0,0,0,0,1,0,0]
[143,5,0,0,0,0,0,0,0]
[143,6,0,0,0,0,0,0,0]
[144,0,0.97923875432525997,1.73010380622837E-2,3.4602076124567501E-3,0,0,0,0]
[144,1,0.35353535353535398,0.63636363636363602,1.01010101010101E-2,0,0,0,0]
[144,2,0.128205128205128,0.28205128205128199,0.58974358974358998,0,0,0,0]
[144,3,0,9.0909090909090898E-2,0.18181818181818199,0.72727272727272696,0,0,0]
[144,4,0,0,0,0.5,0.5,0,0]
[144,5,0,0,0,0,0,0,0]
[144,6,0,0,0,0,0,0,0]

{"sheet":"tpm4_we","index":14,"n_rows":1018,"n_cols":9,"rows_kept":1018,"cut":false,"hidden":false,"merged":[]}
[{"$f":"tpm1_wd!A1","v":"Active Occupancy Model"}]
[]
[{"$f":"tpm1_wd!A3","v":"Transition Probability Matrix"}]
[]
["Four resident house"]
["Weekend"]
[]
[]
[]
[{"$f":"tpm1_wd!A10","v":"Ten minute period number"},{"$f":"tpm1_wd!B10","v":"Active occupant count in time period"},{"$f":"tpm1_wd!C10","v":"Probability of transition to zero active occupants in next time period"},{"$f":"tpm1_wd!D10","v":"Probability of transition to one active occupant in next time period"},{"$f":"tpm1_wd!E10","v":"Probability of transition to two active occupants in next time period"},{"$f":"tpm1_wd!F10","v":"Probability of transition to three active occupants in next time period"},{"$f":"tpm1_wd!G10","v":"Probability of transition to four active occupants in next time period"},{"$f":"tpm1_wd!H10","v":"Probability of transition to five active occupants in next time period"},{"$f":"tpm1_wd!I10","v":"Probability of transition to six active occupants in next time period"}]
[1,0,0.97333333333333305,1.6666666666666701E-2,0.01,0,0,0,0]
[1,1,0.23913043478260901,0.72826086956521696,3.2608695652173898E-2,0,0,0,0]
[1,2,0.12195121951219499,0.31707317073170699,0.51219512195121997,4.8780487804878099E-2,0,0,0]
[1,3,0.14285714285714299,0.28571428571428598,0,0.57142857142857095,0,0,0]
[1,4,0,0,0,0,1,0,0]
[1,5,0,0,0,0,0,0,0]
[1,6,0,0,0,0,0,0,0]
[2,0,0.984375,1.2500000000000001E-2,3.1250000000000002E-3,0,0,0,0]
[2,1,0.126436781609195,0.85057471264367801,2.2988505747126398E-2,0,0,0,0]
[2,2,3.7037037037037E-2,0.296296296296296,0.62962962962962998,3.7037037037037E-2,0,0,0]
[2,3,0,0.16666666666666699,0.16666666666666699,0.66666666666666696,0,0,0]
[2,4,0,0,0,0.25,0.75,0,0]
[2,5,0,0,0,0,0,0,0]
[2,6,0,0,0,0,0,0,0]
[3,0,0.99388379204892996,6.1162079510703399E-3,0,0,0,0,0]
[3,1,0.20689655172413801,0.77011494252873602,2.2988505747126398E-2,0,0,0,0]
[3,2,0.14285714285714299,9.5238095238095205E-2,0.76190476190476197,0,0,0,0]
[3,3,0,0,0.33333333333333298,0.5,0.16666666666666699,0,0]
[3,4,0,0,0,0.33333333333333298,0.66666666666666696,0,0]
[3,5,0,0,0,0,0,0,0]
[3,6,0,0,0,0,0,0,0]
[4,0,0.99710982658959502,2.8901734104046198E-3,0,0,0,0,0]
[4,1,0.140845070422535,0.85915492957746498,0,0,0,0,0]
[4,2,0,0.35,0.65,0,0,0,0]
[4,3,0,0,0.25,0.75,0,0,0]
[4,4,0,0,0,0.33333333333333298,0.66666666666666696,0,0]
[4,5,0,0,0,0,0,0,0]
[4,6,0,0,0,0,0,0,0]
[5,0,0.98591549295774705,1.4084507042253501E-2,0,0,0,0,0]
[5,1,0.15942028985507201,0.811594202898551,2.8985507246376802E-2,0,0,0,0]
[5,2,7.1428571428571397E-2,0.214285714285714,0.64285714285714302,7.1428571428571397E-2,0,0,0]
[5,3,0,0,0.75,0.25,0,0,0]
[5,4,0,0,0,0.5,0.5,0,0]
[5,5,0,0,0,0,0,0,0]
[5,6,0,0,0,0,0,0,0]
[6,0,0.99171270718231996,8.2872928176795594E-3,0,0,0,0,0]
[6,1,0.515625,0.484375,0,0,0,0,0]
[6,2,0.214285714285714,0.214285714285714,0.57142857142857095,0,0,0,0]
[6,3,0,0,0.33333333333333298,0.33333333333333298,0.33333333333333298,0,0]
[6,4,0,0,0,1,0,0,0]
[6,5,0,0,0,0,0,0,0]
[6,6,0,0,0,0,0,0,0]
[7,0,0.987341772151899,1.0126582278481001E-2,2.5316455696202502E-3,0,0,0,0]
[7,1,0.162162162162162,0.83783783783783805,0,0,0,0,0]
[7,2,0,0.11111111111111099,0.88888888888888895,0,0,0,0]
[7,3,0,0,0,1,0,0,0]
[7,4,0,0,0,1,0,0,0]
[7,5,0,0,0,0,0,0,0]
[7,6,0,0,0,0,0,0,0]
[8,0,0.98989898989898994,1.01010101010101E-2,0,0,0,0,0]
[8,1,0.11111111111111099,0.86111111111111105,2.7777777777777801E-2,0,0,0,0]
[8,2,0.11111111111111099,0.11111111111111099,0.77777777777777801,0,0,0,0]
[8,3,0,0,0,1,0,0,0]
[8,4,0,0,0,0,0,0,0]
[8,5,0,0,0,0,0,0,0]
[8,6,0,0,0,0,0,0,0]
[9,0,0.99748110831234305,2.5188916876574298E-3,0,0,0,0,0]
[9,1,0.11111111111111099,0.86111111111111105,2.7777777777777801E-2,0,0,0,0]
[9,2,0,0.125,0.875,0,0,0,0]
[9,3,0,0,0,1,0,0,0]
[9,4,0,0,0,0,0,0,0]
[9,5,0,0,0,0,0,0,0]
[9,6,0,0,0,0,0,0,0]
[10,0,0.99250000000000005,7.4999999999999997E-3,0,0,0,0,0]
[10,1,0.21212121212121199,0.78787878787878796,0,0,0,0,0]
[10,2,0,0.375,0.625,0,0,0,0]
[10,3,0,0,0,1,0,0,0]
[10,4,0,0,0,0,0,0,0]
[10,5,0,0,0,0,0,0,0]
[10,6,0,0,0,0,0,0,0]
[11,0,1,0,0,0,0,0,0]
[11,1,0.21875,0.78125,0,0,0,0,0]
[11,2,0,0,1,0,0,0,0]
[11,3,0,0.33333333333333298,0.66666666666666696,0,0,0,0]
[11,4,0,0,0,0,0,0,0]
[11,5,0,0,0,0,0,0,0]
[11,6,0,0,0,0,0,0,0]
[12,0,0.99270072992700698,7.2992700729926996E-3,0,0,0,0,0]
[12,1,0.230769230769231,0.76923076923076905,0,0,0,0,0]
[12,2,0,0.42857142857142899,0.57142857142857095,0,0,0,0]
[12,3,0,0,0,0,0,0,0]
[12,4,0,0,0,0,0,0,0]
[12,5,0,0,0,0,0,0,0]
[12,6,0,0,0,0,0,0,0]
[13,0,0.98792270531401005,1.20772946859903E-2,0,0,0,0,0]
[13,1,0.15384615384615399,0.84615384615384603,0,0,0,0,0]
[13,2,0,0,1,0,0,0,0]
[13,3,0,0,0,0,0,0,0]
[13,4,0,0,0,0,0,0,0]
[13,5,0,0,0,0,0,0,0]
[13,6,0,0,0,0,0,0,0]
[14,0,0.99515738498789297,4.8426150121065404E-3,0,0,0,0,0]
[14,1,0.22222222222222199,0.77777777777777801,0,0,0,0,0]
[14,2,0,0,1,0,0,0,0]
[14,3,0,0,0,0,0,0,0]
[14,4,0,0,0,0,0,0,0]
[14,5,0,0,0,0,0,0,0]
[14,6,0,0,0,0,0,0,0]
[15,0,0.985611510791367,1.4388489208633099E-2,0,0,0,0,0]
[15,1,0.26086956521739102,0.69565217391304301,4.3478260869565202E-2,0,0,0,0]
[15,2,0,0.5,0.5,0,0,0,0]
[15,3,0,0,0,0,0,0,0]
[15,4,0,0,0,0,0,0,0]
[15,5,0,0,0,0,0,0,0]
[15,6,0,0,0,0,0,0,0]
[16,0,0.99280575539568405,7.1942446043165497E-3,0,0,0,0,0]
[16,1,0.25,0.75,0,0,0,0,0]
[16,2,0,0.33333333333333298,0.66666666666666696,0,0,0,0]
[16,3,0,0,0,0,0,0,0]
[16,4,0,0,0,0,0,0,0]
[16,5,0,0,0,0,0,0,0]
[16,6,0,0,0,0,0,0,0]
[17,0,0.99047619047619095,9.5238095238095195E-3,0,0,0,0,0]
[17,1,9.0909090909090898E-2,0.90909090909090895,0,0,0,0,0]
[17,2,0,0,1,0,0,0,0]
[17,3,0,0,0,0,0,0,0]
[17,4,0,0,0,0,0,0,0]
[17,5,0,0,0,0,0,0,0]
[17,6,0,0,0,0,0,0,0]
[18,0,0.99043062200956899,9.5693779904306199E-3,0,0,0,0,0]
[18,1,0.20833333333333301,0.79166666666666696,0,0,0,0,0]
[18,2,0,0.5,0.5,0,0,0,0]
[18,3,0,0,0,0,0,0,0]
[18,4,0,0,0,0,0,0,0]
[18,5,0,0,0,0,0,0,0]
[18,6,0,0,0,0,0,0,0]
[19,0,0.99761336515513099,2.38663484486874E-3,0,0,0,0,0]
[19,1,0.25,0.75,0,0,0,0,0]
[19,2,0,0,1,0,0,0,0]
[19,3,0,0,0,0,0,0,0]
[19,4,0,0,0,0,0,0,0]
[19,5,0,0,0,0,0,0,0]
[19,6,0,0,0,0,0,0,0]
[20,0,0.99528301886792403,4.7169811320754698E-3,0,0,0,0,0]
[20,1,0.26315789473684198,0.73684210526315796,0,0,0,0,0]
[20,2,0,0,1,0,0,0,0]
[20,3,0,0,0,0,0,0,0]
[20,4,0,0,0,0,0,0,0]
[20,5,0,0,0,0,0,0,0]
[20,6,0,0,0,0,0,0,0]
[21,0,0.99531615925058503,4.6838407494145199E-3,0,0,0,0,0]
[21,1,6.25E-2,0.9375,0,0,0,0,0]
[21,2,0,1,0,0,0,0,0]
[21,3,0,0,0,0,0,0,0]
[21,4,0,0,0,0,0,0,0]
[21,5,0,0,0,0,0,0,0]
[21,6,0,0,0,0,0,0,0]
[22,0,0.99530516431924898,4.6948356807511703E-3,0,0,0,0,0]
[22,1,0.16666666666666699,0.83333333333333304,0,0,0,0,0]
[22,2,0,0,0,0,0,0,0]
[22,3,0,0,0,0,0,0,0]
[22,4,0,0,0,0,0,0,0]
[22,5,0,0,0,0,0,0,0]
[22,6,0,0,0,0,0,0,0]
[23,0,0.99063231850117095,9.3676814988290398E-3,0,0,0,0,0]
[23,1,0.29411764705882398,0.70588235294117696,0,0,0,0,0]
[23,2,0,0,0,0,0,0,0]
[23,3,0,0,0,0,0,0,0]
[23,4,0,0,0,0,0,0,0]
[23,5,0,0,0,0,0,0,0]
[23,6,0,0,0,0,0,0,0]
[24,0,0.97897196261682196,2.10280373831776E-2,0,0,0,0,0]
[24,1,0.9375,6.25E-2,0,0,0,0,0]
[24,2,0,0,0,0,0,0,0]
[24,3,0,0,0,0,0,0,0]
[24,4,0,0,0,0,0,0,0]
[24,5,0,0,0,0,0,0,0]
[24,6,0,0,0,0,0,0,0]
[25,0,1,0,0,0,0,0,0]
[25,1,0.1,0.9,0,0,0,0,0]
[25,2,0,0,0,0,0,0,0]
[25,3,0,0,0,0,0,0,0]
[25,4,0,0,0,0,0,0,0]
[25,5,0,0,0,0,0,0,0]
[25,6,0,0,0,0,0,0,0]
[26,0,0.99310344827586206,6.8965517241379301E-3,0,0,0,0,0]
[26,1,0.22222222222222199,0.66666666666666696,0.11111111111111099,0,0,0,0]
[26,2,0,0,0,0,0,0,0]
[26,3,0,0,0,0,0,0,0]
[26,4,0,0,0,0,0,0,0]
[26,5,0,0,0,0,0,0,0]
[26,6,0,0,0,0,0,0,0]
[27,0,0.990783410138249,9.2165898617511503E-3,0,0,0,0,0]
[27,1,0.11111111111111099,0.88888888888888895,0,0,0,0,0]
[27,2,0,0,1,0,0,0,0]
[27,3,0,0,0,0,0,0,0]
[27,4,0,0,0,0,0,0,0]
[27,5,0,0,0,0,0,0,0]
[27,6,0,0,0,0,0,0,0]
[28,0,0.99303944315545201,6.96055684454756E-3,0,0,0,0,0]
[28,1,0.33333333333333298,0.58333333333333304,8.3333333333333301E-2,0,0,0,0]
[28,2,0,0,1,0,0,0,0]
[28,3,0,0,0,0,0,0,0]
[28,4,0,0,0,0,0,0,0]
[28,5,0,0,0,0,0,0,0]
[28,6,0,0,0,0,0,0,0]
[29,0,0.98842592592592604,1.1574074074074099E-2,0,0,0,0,0]
[29,1,0.1,0.9,0,0,0,0,0]
[29,2,0,0.5,0.5,0,0,0,0]
[29,3,0,0,0,0,0,0,0]
[29,4,0,0,0,0,0,0,0]
[29,5,0,0,0,0,0,0,0]
[29,6,0,0,0,0,0,0,0]
[30,0,0.98130841121495305,1.63551401869159E-2,2.3364485981308401E-3,0,0,0,0]
[30,1,0.53333333333333299,0.46666666666666701,0,0,0,0,0]
[30,2,0,0,1,0,0,0,0]
[30,3,0,0,0,0,0,0,0]
[30,4,0,0,0,0,0,0,0]
[30,5,0,0,0,0,0,0,0]
[30,6,0,0,0,0,0,0,0]
[31,0,0.99532710280373804,2.3364485981308401E-3,2.3364485981308401E-3,0,0,0,0]
[31,1,0.214285714285714,0.64285714285714302,0.14285714285714299,0,0,0,0]
[31,2,0,0,1,0,0,0,0]
[31,3,0,0,0,0,0,0,0]
[31,4,0,0,0,0,0,0,0]
[31,5,0,0,0,0,0,0,0]
[31,6,0,0,0,0,0,0,0]
[32,0,0.99533799533799505,4.6620046620046603E-3,0,0,0,0,0]
[32,1,0,1,0,0,0,0,0]
[32,2,0,0.2,0.8,0,0,0,0]
[32,3,0,0,0,0,0,0,0]
[32,4,0,0,0,0,0,0,0]
[32,5,0,0,0,0,0,0,0]
[32,6,0,0,0,0,0,0,0]
[33,0,0.98829039812646402,9.3676814988290398E-3,2.34192037470726E-3,0,0,0,0]
[33,1,0.30769230769230799,0.53846153846153799,0.15384615384615399,0,0,0,0]
[33,2,0,0.75,0.25,0,0,0,0]
[33,3,0,0,0,0,0,0,0]
[33,4,0,0,0,0,0,0,0]
[33,5,0,0,0,0,0,0,0]
[33,6,0,0,0,0,0,0,0]
[34,0,0.98591549295774705,1.4084507042253501E-2,0,0,0,0,0]
[34,1,0.214285714285714,0.78571428571428603,0,0,0,0,0]
[34,2,0,0,0.75,0,0.25,0,0]
[34,3,0,0,0,0,0,0,0]
[34,4,0,0,0,0,0,0,0]
[34,5,0,0,0,0,0,0,0]
[34,6,0,0,0,0,0,0,0]
[35,0,0.99054373522458605,9.4562647754137096E-3,0,0,0,0,0]
[35,1,0.17647058823529399,0.82352941176470595,0,0,0,0,0]
[35,2,0,0.66666666666666696,0.33333333333333298,0,0,0,0]
[35,3,0,0,0,0,0,0,0]
[35,4,0,0,0,0,1,0,0]
[35,5,0,0,0,0,0,0,0]
[35,6,0,0,0,0,0,0,0]
[36,0,0.96919431279620805,2.60663507109005E-2,4.739336492891E-3,0,0,0,0]
[36,1,0.15,0.8,0.05,0,0,0,0]
[36,2,0,0,1,0,0,0,0]
[36,3,0,0,0,0,0,0,0]
[36,4,0,1,0,0,0,0,0]
[36,5,0,0,0,0,0,0,0]
[36,6,0,0,0,0,0,0,0]
[37,0,0.97330097087378598,2.6699029126213601E-2,0,0,0,0,0]
[37,1,0.107142857142857,0.82142857142857095,7.1428571428571397E-2,0,0,0,0]
[37,2,0,0,0.75,0,0.25,0,0]
[37,3,0,0,0,0,0,0,0]
[37,4,0,0,0,0,0,0,0]
[37,5,0,0,0,0,0,0,0]
[37,6,0,0,0,0,0,0,0]
[38,0,0.97772277227722804,2.22772277227723E-2,0,0,0,0,0]
[38,1,0.11764705882352899,0.79411764705882304,8.8235294117647106E-2,0,0,0,0]
[38,2,0,0.4,0.6,0,0,0,0]
[38,3,0,0,0,0,0,0,0]
[38,4,0,0,0,1,0,0,0]
[38,5,0,0,0,0,0,0,0]
[38,6,0,0,0,0,0,0,0]
[39,0,0.952380952380952,4.5112781954887202E-2,2.5062656641604E-3,0,0,0,0]
[39,1,0.13157894736842099,0.73684210526315796,7.8947368421052599E-2,5.2631578947368397E-2,0,0,0]
[39,2,0,0.33333333333333298,0.66666666666666696,0,0,0,0]
[39,3,0,0,1,0,0,0,0]
[39,4,0,0,0,0,0,0,0]
[39,5,0,0,0,0,0,0,0]
[39,6,0,0,0,0,0,0,0]
[40,0,0.97142857142857097,2.5974025974026E-2,2.5974025974026E-3,0,0,0,0]
[40,1,0.125,0.83333333333333304,4.1666666666666699E-2,0,0,0,0]
[40,2,0,0.11111111111111099,0.88888888888888895,0,0,0,0]
[40,3,0,0,0,1,0,0,0]
[40,4,0,0,0,0,0,0,0]
[40,5,0,0,0,0,0,0,0]
[40,6,0,0,0,0,0,0,0]
[41,0,0.95,4.7368421052631601E-2,2.6315789473684201E-3,0,0,0,0]
[41,1,7.8431372549019607E-2,0.82352941176470595,9.8039215686274495E-2,0,0,0,0]
[41,2,0,9.0909090909090898E-2,0.72727272727272696,9.0909090909090898E-2,9.0909090909090898E-2,0,0]
[41,3,0.5,0,0.5,0,0,0,0]
[41,4,0,0,0,0,0,0,0]
[41,5,0,0,0,0,0,0,0]
[41,6,0,0,0,0,0,0,0]
[42,0,0.81420765027322395,0.14754098360655701,3.0054644808743199E-2,8.1967213114754103E-3,0,0,0]
[42,1,9.8360655737704902E-2,0.55737704918032804,0.29508196721311503,4.91803278688525E-2,0,0,0]
[42,2,0.133333333333333,0.33333333333333298,0.4,0.133333333333333,0,0,0]
[42,3,0,0,0,1,0,0,0]
[42,4,0,0,0,0,1,0,0]
[42,5,0,0,0,0,0,0,0]
[42,6,0,0,0,0,0,0,0]
[43,0,0.95751633986928097,3.9215686274509803E-2,3.26797385620915E-3,0,0,0,0]
[43,1,6.4516129032258104E-2,0.75268817204301097,0.16129032258064499,2.1505376344085999E-2,0,0,0]
[43,2,2.8571428571428598E-2,2.8571428571428598E-2,0.8,8.5714285714285701E-2,5.7142857142857099E-2,0,0]
[43,3,0.11111111111111099,0,0.11111111111111099,0.55555555555555602,0.22222222222222199,0,0]
[43,4,0,0,0,0,1,0,0]
[43,5,0,0,0,0,0,0,0]
[43,6,0,0,0,0,0,0,0]
[44,0,0.926910299003322,6.6445182724252497E-2,6.6445182724252502E-3,0,0,0,0]
[44,1,8.4337349397590397E-2,0.80722891566265098,9.6385542168674704E-2,1.20481927710843E-2,0,0,0]
[44,2,4.4444444444444398E-2,6.6666666666666693E-2,0.73333333333333295,0.133333333333333,2.2222222222222199E-2,0,0]
[44,3,0,0.1,0,0.9,0,0,0]
[44,4,0,0,0,0.2,0.8,0,0]
[44,5,0,0,0,0,0,0,0]
[44,6,0,0,0,0,0,0,0]
[45,0,0.85069444444444398,0.118055555555556,2.7777777777777801E-2,0,3.4722222222222199E-3,0,0]
[45,1,3.2967032967033003E-2,0.82417582417582402,0.14285714285714299,0,0,0,0]
[45,2,2.32558139534884E-2,6.9767441860465101E-2,0.86046511627906996,4.6511627906976702E-2,0,0,0]
[45,3,0,5.8823529411764698E-2,0.23529411764705899,0.64705882352941202,5.8823529411764698E-2,0,0]
[45,4,0,0,0,0,1,0,0]
[45,5,0,0,0,0,0,0,0]
[45,6,0,0,0,0,0,0,0]
[46,0,0.93574297188754996,5.62248995983936E-2,8.0321285140562207E-3,0,0,0,0]
[46,1,7.0796460176991094E-2,0.79646017699115002,0.123893805309735,8.8495575221238902E-3,0,0,0]
[46,2,0,0.12903225806451599,0.77419354838709697,9.6774193548387094E-2,0,0,0]
[46,3,0,0,0,1,0,0,0]
[46,4,0,0,0.14285714285714299,0.14285714285714299,0.71428571428571397,0,0]
[46,5,0,0,0,0,0,0,0]
[46,6,0,0,0,0,0,0,0]
[47,0,0.89211618257261405,9.9585062240663894E-2,8.29875518672199E-3,0,0,0,0]
[47,1,2.6785714285714302E-2,0.80357142857142905,0.151785714285714,1.7857142857142901E-2,0,0,0]
[47,2,3.0769230769230799E-2,0.123076923076923,0.73846153846153895,0.107692307692308,0,0,0]
[47,3,0,4.7619047619047603E-2,0,0.85714285714285698,9.5238095238095205E-2,0,0]
[47,4,0,0.2,0,0,0.8,0,0]
[47,5,0,0,0,0,0,0,0]
[47,6,0,0,0,0,0,0,0]
[48,0,0.80454545454545501,0.15909090909090901,3.6363636363636397E-2,0,0,0,0]
[48,1,8.8709677419354802E-2,0.62903225806451601,0.217741935483871,4.8387096774193498E-2,1.6129032258064498E-2,0,0]
[48,2,1.49253731343284E-2,4.47761194029851E-2,0.70149253731343297,0.20895522388059701,2.9850746268656699E-2,0,0]
[48,3,0,0,0.18518518518518501,0.51851851851851805,0.296296296296296,0,0]
[48,4,0,0,0,0.16666666666666699,0.83333333333333304,0,0]
[48,5,0,0,0,0,0,0,0]
[48,6,0,0,0,0,0,0,0]
[49,0,0.89417989417989396,0.100529100529101,5.2910052910052898E-3,0,0,0,0]
[49,1,3.4482758620689703E-2,0.75862068965517204,0.163793103448276,3.4482758620689703E-2,8.6206896551724102E-3,0,0]
[49,2,1.1494252873563199E-2,6.8965517241379296E-2,0.74712643678160895,0.160919540229885,1.1494252873563199E-2,0,0]
[49,3,0,0,0.14285714285714299,0.71428571428571397,0.14285714285714299,0,0]
[49,4,0,0,0,0,1,0,0]
[49,5,0,0,0,0,0,0,0]
[49,6,0,0,0,0,0,0,0]
[50,0,0.89655172413793105,8.6206896551724102E-2,1.1494252873563199E-2,5.74712643678161E-3,0,0,0]
[50,1,5.3097345132743397E-2,0.787610619469027,0.132743362831858,1.7699115044247801E-2,8.8495575221238902E-3,0,0]
[50,2,1.1111111111111099E-2,0.11111111111111099,0.72222222222222199,0.133333333333333,2.2222222222222199E-2,0,0]
[50,3,0,0,0.162790697674419,0.72093023255813904,0.116279069767442,0,0]
[50,4,0,0,4.1666666666666699E-2,0.125,0.83333333333333304,0,0]
[50,5,0,0,0,0,0,0,0]
[50,6,0,0,0,0,0,0,0]
[51,0,0.80368098159509205,0.159509202453988,3.0674846625766899E-2,6.13496932515337E-3,0,0,0]
[51,1,2.6315789473684199E-2,0.77192982456140302,0.18421052631578899,1.7543859649122799E-2,0,0,0]
[51,2,1.1111111111111099E-2,0.1,0.68888888888888899,0.18888888888888899,1.1111111111111099E-2,0,0]
[51,3,0,4.08163265306122E-2,2.04081632653061E-2,0.75510204081632604,0.183673469387755,0,0]
[51,4,0,0,3.5714285714285698E-2,7.1428571428571397E-2,0.89285714285714302,0,0]
[51,5,0,0,0,0,0,0,0]
[51,6,0,0,0,0,0,0,0]
[52,0,0.85185185185185197,0.140740740740741,7.4074074074074103E-3,0,0,0,0]
[52,1,3.2000000000000001E-2,0.86399999999999999,0.104,0,0,0,0]
[52,2,2.2222222222222199E-2,6.6666666666666693E-2,0.77777777777777801,0.122222222222222,1.1111111111111099E-2,0,0]
[52,3,0,3.3898305084745797E-2,0.152542372881356,0.677966101694915,0.13559322033898299,0,0]
[52,4,0,0,2.8571428571428598E-2,0.114285714285714,0.85714285714285698,0,0]
[52,5,0,0,0,0,0,0,0]
[52,6,0,0,0,0,0,0,0]
[53,0,0.86776859504132198,0.107438016528926,2.4793388429752101E-2,0,0,0,0]
[53,1,6.6666666666666693E-2,0.72592592592592597,0.17777777777777801,2.96296296296296E-2,0,0,0]
[53,2,1.0638297872340399E-2,9.5744680851063801E-2,0.82978723404255295,5.31914893617021E-2,1.0638297872340399E-2,0,0]
[53,3,1.8181818181818198E-2,1.8181818181818198E-2,5.4545454545454501E-2,0.81818181818181801,9.0909090909090898E-2,0,0]
[53,4,0,0,5.1282051282051301E-2,0.128205128205128,0.82051282051282004,0,0]
[53,5,0,0,0,0,0,0,0]
[53,6,0,0,0,0,0,0,0]
[54,0,0.71551724137931005,0.17241379310344801,9.4827586206896505E-2,1.72413793103448E-2,0,0,0]
[54,1,4.9586776859504099E-2,0.65289256198347101,0.23966942148760301,4.1322314049586799E-2,1.6528925619834701E-2,0,0]
[54,2,1.8181818181818198E-2,0.12727272727272701,0.67272727272727295,0.15454545454545501,2.7272727272727299E-2,0,0]
[54,3,1.6949152542372899E-2,1.6949152542372899E-2,6.7796610169491497E-2,0.74576271186440701,0.152542372881356,0,0]
[54,4,0,0,0,0.18421052631578899,0.81578947368421095,0,0]
[54,5,0,0,0,0,0,0,0]
[54,6,0,0,0,0,0,0,0]
[55,0,0.85869565217391297,0.13043478260869601,1.0869565217391301E-2,0,0,0,0]
[55,1,4.3859649122807001E-2,0.78070175438596501,0.157894736842105,1.7543859649122799E-2,0,0,0]
[55,2,8.4745762711864406E-3,3.3898305084745797E-2,0.86440677966101698,9.3220338983050793E-2,0,0,0]
[55,3,0,2.66666666666667E-2,0.10666666666666701,0.77333333333333298,9.3333333333333296E-2,0,0]
[55,4,0,0,0,6.6666666666666693E-2,0.93333333333333302,0,0]
[55,5,0,0,0,0,0,0,0]
[55,6,0,0,0,0,0,0,0]
[56,0,0.8,0.16470588235294101,3.5294117647058802E-2,0,0,0,0]
[56,1,1.86915887850467E-2,0.85046728971962604,0.11214953271028,1.86915887850467E-2,0,0,0]
[56,2,1.5503875968992199E-2,3.1007751937984499E-2,0.82945736434108497,0.108527131782946,1.5503875968992199E-2,0,0]
[56,3,1.35135135135135E-2,1.35135135135135E-2,6.7567567567567599E-2,0.86486486486486502,4.0540540540540501E-2,0,0]
[56,4,0,0,6.1224489795918401E-2,0.102040816326531,0.83673469387755095,0,0]
[56,5,0,0,0,0,0,0,0]
[56,6,0,0,0,0,0,0,0]
[57,0,0.931506849315068,4.1095890410958902E-2,2.7397260273972601E-2,0,0,0,0]
[57,1,5.4545454545454501E-2,0.71818181818181803,0.190909090909091,2.7272727272727299E-2,9.0909090909090905E-3,0,0]
[57,2,1.5384615384615399E-2,4.6153846153846198E-2,0.86923076923076903,6.9230769230769207E-2,0,0,0]
[57,3,0,2.3529411764705899E-2,0.105882352941176,0.72941176470588198,0.14117647058823499,0,0]
[57,4,0,0,2.1739130434782601E-2,6.5217391304347797E-2,0.91304347826086996,0,0]
[57,5,0,0,0,0,0,0,0]
[57,6,0,0,0,0,0,0,0]
[58,0,0.93421052631578905,5.2631578947368397E-2,1.3157894736842099E-2,0,0,0,0]
[58,1,6.6666666666666693E-2,0.78888888888888897,0.1,4.4444444444444398E-2,0,0,0]
[58,2,2.7397260273972601E-2,8.2191780821917804E-2,0.82191780821917804,6.8493150684931503E-2,0,0,0]
[58,3,0,1.2987012987013E-2,0.11688311688311701,0.77922077922077904,9.0909090909090898E-2,0,0]
[58,4,3.6363636363636397E-2,0,3.6363636363636397E-2,0.12727272727272701,0.8,0,0]
[58,5,0,0,0,0,0,0,0]
[58,6,0,0,0,0,0,0,0]
[59,0,0.87951807228915702,0.120481927710843,0,0,0,0,0]
[59,1,7.9545454545454503E-2,0.77272727272727304,0.11363636363636399,3.4090909090909102E-2,0,0,0]
[59,2,0,9.2198581560283696E-2,0.81560283687943302,9.2198581560283696E-2,0,0,0]
[59,3,1.2345679012345699E-2,3.7037037037037E-2,6.1728395061728399E-2,0.82716049382716095,6.1728395061728399E-2,0,0]
[59,4,1.9607843137254902E-2,0,3.9215686274509803E-2,7.8431372549019607E-2,0.86274509803921595,0,0]
[59,5,0,0,0,0,0,0,0]
[59,6,0,0,0,0,0,0,0]
[60,0,0.68292682926829296,0.19512195121951201,9.7560975609756101E-2,2.4390243902439001E-2,0,0,0]
[60,1,8.5106382978723402E-2,0.60638297872340396,0.25531914893617003,5.31914893617021E-2,0,0,0]
[60,2,5.3030303030302997E-2,0.11363636363636399,0.65151515151515105,0.18181818181818199,0,0,0]
[60,3,3.4482758620689703E-2,1.1494252873563199E-2,0.18390804597701099,0.65517241379310298,0.114942528735632,0,0]
[60,4,0,2.04081632653061E-2,6.1224489795918401E-2,0.22448979591836701,0.69387755102040805,0,0]
[60,5,0,0,0,0,0,0,0]
[60,6,0,0,0,0,0,0,0]
[61,0,0.891891891891892,9.45945945945946E-2,1.35135135135135E-2,0,0,0,0]
[61,1,5.5555555555555601E-2,0.86666666666666703,6.6666666666666693E-2,1.1111111111111099E-2,0,0,0]
[61,2,0,5.8394160583941597E-2,0.82481751824817495,0.116788321167883,0,0,0]
[61,3,1.01010101010101E-2,1.01010101010101E-2,9.0909090909090898E-2,0.81818181818181801,7.0707070707070704E-2,0,0]
[61,4,0,0,0,9.0909090909090898E-2,0.90909090909090895,0,0]
[61,5,0,0,0,0,0,0,0]
[61,6,0,0,0,0,0,0,0]
[62,0,0.93055555555555602,5.5555555555555601E-2,1.38888888888889E-2,0,0,0,0]
[62,1,3.1914893617021302E-2,0.89361702127659604,5.31914893617021E-2,2.1276595744680899E-2,0,0,0]
[62,2,2.32558139534884E-2,6.2015503875968998E-2,0.84496124031007702,6.9767441860465101E-2,0,0,0]
[62,3,0,0,6.8627450980392204E-2,0.88235294117647101,4.9019607843137303E-2,0,0]
[62,4,0,0,2.1276595744680899E-2,8.5106382978723402E-2,0.89361702127659604,0,0]
[62,5,0,0,0,0,0,0,0]
[62,6,0,0,0,0,0,0,0]
[63,0,0.91780821917808197,4.1095890410958902E-2,4.1095890410958902E-2,0,0,0,0]
[63,1,5.2083333333333301E-2,0.80208333333333304,0.14583333333333301,0,0,0,0]
[63,2,1.6260162601626001E-2,8.9430894308943104E-2,0.79674796747967502,9.7560975609756101E-2,0,0,0]
[63,3,0,3.8095238095238099E-2,8.5714285714285701E-2,0.78095238095238095,9.5238095238095205E-2,0,0]
[63,4,2.1276595744680899E-2,0,2.1276595744680899E-2,0.12765957446808501,0.82978723404255295,0,0]
[63,5,0,0,0,0,0,0,0]
[63,6,0,0,0,0,0,0,0]
[64,0,0.96,0.04,0,0,0,0,0]
[64,1,0.105263157894737,0.84210526315789502,4.2105263157894701E-2,1.05263157894737E-2,0,0,0]
[64,2,0,3.2000000000000001E-2,0.872,8.7999999999999995E-2,8.0000000000000002E-3,0,0]
[64,3,0.01,0.02,0.08,0.84,0.05,0,0]
[64,4,2.04081632653061E-2,2.04081632653061E-2,0,0.122448979591837,0.83673469387755095,0,0]
[64,5,0,0,0,0,0,0,0]
[64,6,0,0,0,0,0,0,0]
[65,0,0.94047619047619002,5.95238095238095E-2,0,0,0,0,0]
[65,1,7.7777777777777807E-2,0.82222222222222197,8.8888888888888906E-2,1.1111111111111099E-2,0,0,0]
[65,2,4.1322314049586799E-2,0.11570247933884301,0.76859504132231404,5.7851239669421503E-2,1.6528925619834701E-2,0,0]
[65,3,0,3.9215686274509803E-2,0.11764705882352899,0.79411764705882304,4.9019607843137303E-2,0,0]
[65,4,0,0,0.14893617021276601,8.5106382978723402E-2,0.76595744680851097,0,0]
[65,5,0,0,0,0,0,0,0]
[65,6,0,0,0,0,0,0,0]
[66,0,0.92307692307692302,7.69230769230769E-2,0,0,0,0,0]
[66,1,7.2164948453608199E-2,0.78350515463917503,0.14432989690721601,0,0,0,0]
[66,2,3.3333333333333298E-2,0.1,0.79166666666666696,6.6666666666666693E-2,8.3333333333333297E-3,0,0]
[66,3,0,4.3010752688171998E-2,0.13978494623655899,0.76344086021505397,5.3763440860215103E-2,0,0]
[66,4,4.6511627906976702E-2,0,0,0.186046511627907,0.76744186046511598,0,0]
[66,5,0,0,0,0,0,0,0]
[66,6,0,0,0,0,0,0,0]
[67,0,0.87628865979381398,8.2474226804123696E-2,4.1237113402061903E-2,0,0,0,0]
[67,1,8.0808080808080801E-2,0.80808080808080796,0.10101010101010099,1.01010101010101E-2,0,0,0]
[67,2,1.63934426229508E-2,8.1967213114754106E-2,0.79508196721311497,0.10655737704918,0,0,0]
[67,3,0,0,9.1954022988505704E-2,0.85057471264367801,5.7471264367816098E-2,0,0]
[67,4,0,0,0,0.230769230769231,0.76923076923076905,0,0]
[67,5,0,0,0,0,0,0,0]
[67,6,0,0,0,0,0,0,0]
[68,0,0.94736842105263197,4.2105263157894701E-2,0,1.05263157894737E-2,0,0,0]
[68,1,3.06122448979592E-2,0.85714285714285698,9.1836734693877597E-2,2.04081632653061E-2,0,0,0]
[68,2,3.3613445378151301E-2,9.2436974789915999E-2,0.80672268907563005,5.0420168067226899E-2,1.6806722689075598E-2,0,0]
[68,3,0,0,0.123711340206186,0.83505154639175305,4.1237113402061903E-2,0,0]
[68,4,0,0,8.5714285714285701E-2,8.5714285714285701E-2,0.82857142857142896,0,0]
[68,5,0,0,0,0,0,0,0]
[68,6,0,0,0,0,0,0,0]
[69,0,0.90721649484536104,6.18556701030928E-2,2.06185567010309E-2,1.03092783505155E-2,0,0,0]
[69,1,4.0404040404040401E-2,0.82828282828282795,0.13131313131313099,0,0,0,0]
[69,2,3.3333333333333298E-2,9.1666666666666702E-2,0.76666666666666705,9.1666666666666702E-2,1.6666666666666701E-2,0,0]
[69,3,1.0752688172042999E-2,4.3010752688171998E-2,0.10752688172043,0.79569892473118298,4.3010752688171998E-2,0,0]
[69,4,5.7142857142857099E-2,0,2.8571428571428598E-2,0.14285714285714299,0.77142857142857102,0,0]
[69,5,0,0,0,0,0,0,0]
[69,6,0,0,0,0,0,0,0]
[70,0,0.89898989898989901,7.0707070707070704E-2,3.03030303030303E-2,0,0,0,0]
[70,1,7.7669902912621394E-2,0.86407766990291301,5.8252427184466E-2,0,0,0,0]
[70,2,2.5423728813559299E-2,6.7796610169491497E-2,0.83050847457627097,7.6271186440677999E-2,0,0,0]
[70,3,1.0989010989011E-2,1.0989010989011E-2,6.5934065934065894E-2,0.83516483516483497,7.69230769230769E-2,0,0]
[70,4,0,0,3.03030303030303E-2,9.0909090909090898E-2,0.87878787878787901,0,0]
[70,5,0,0,0,0,0,0,0]
[70,6,0,0,0,0,0,0,0]
[71,0,0.91089108910891103,7.9207920792079195E-2,0,9.9009900990098994E-3,0,0,0]
[71,1,5.7142857142857099E-2,0.85714285714285698,6.6666666666666693E-2,1.9047619047619001E-2,0,0,0]
[71,2,1.7543859649122799E-2,0.12280701754386,0.71052631578947401,0.140350877192982,8.7719298245613996E-3,0,0]
[71,3,0,1.13636363636364E-2,0.102272727272727,0.84090909090909105,4.5454545454545497E-2,0,0]
[71,4,2.7777777777777801E-2,0,0,0.16666666666666699,0.80555555555555602,0,0]
[71,5,0,0,0,0,0,0,0]
[71,6,0,0,0,0,0,0,0]
[72,0,0.841584158415842,0.118811881188119,2.9702970297029702E-2,0,9.9009900990098994E-3,0,0]
[72,1,7.9646017699115002E-2,0.76106194690265505,0.123893805309735,3.5398230088495602E-2,0,0,0]
[72,2,2.06185567010309E-2,6.18556701030928E-2,0.76288659793814395,0.14432989690721601,1.03092783505155E-2,0,0]
[72,3,0,1.01010101010101E-2,0.12121212121212099,0.79797979797979801,7.0707070707070704E-2,0,0]
[72,4,0,0,0,0.14705882352941199,0.85294117647058798,0,0]
[72,5,0,0,0,0,0,0,0]
[72,6,0,0,0,0,0,0,0]
[73,0,0.89583333333333304,8.3333333333333301E-2,2.0833333333333301E-2,0,0,0,0]
[73,1,4.7619047619047603E-2,0.79047619047619,0.161904761904762,0,0,0,0]
[73,2,9.7087378640776708E-3,4.85436893203883E-2,0.83495145631068002,9.7087378640776698E-2,9.7087378640776708E-3,0,0]
[73,3,0,9.8039215686274508E-3,7.8431372549019607E-2,0.84313725490196101,6.8627450980392204E-2,0,0]
[73,4,0,0,2.6315789473684199E-2,5.2631578947368397E-2,0.92105263157894701,0,0]
[73,5,0,0,0,0,0,0,0]
[73,6,0,0,0,0,0,0,0]
[74,0,0.91304347826086996,7.6086956521739094E-2,1.0869565217391301E-2,0,0,0,0]
[74,1,6.18556701030928E-2,0.79381443298969101,0.134020618556701,1.03092783505155E-2,0,0,0]
[74,2,8.7719298245613996E-3,7.0175438596491196E-2,0.85087719298245601,6.14035087719298E-2,8.7719298245613996E-3,0,0]
[74,3,0,2.04081632653061E-2,5.10204081632653E-2,0.86734693877550995,6.1224489795918401E-2,0,0]
[74,4,0,0,2.32558139534884E-2,0.13953488372093001,0.837209302325581,0,0]
[74,5,0,0,0,0,0,0,0]
[74,6,0,0,0,0,0,0,0]
[75,0,0.86813186813186805,8.7912087912087905E-2,2.1978021978022001E-2,2.1978021978022001E-2,0,0,0]
[75,1,3.1914893617021302E-2,0.82978723404255295,9.5744680851063801E-2,3.1914893617021302E-2,1.0638297872340399E-2,0,0]
[75,2,8.5470085470085496E-3,7.69230769230769E-2,0.829059829059829,7.69230769230769E-2,8.5470085470085496E-3,0,0]
[75,3,0,2.02020202020202E-2,4.0404040404040401E-2,0.82828282828282795,0.11111111111111099,0,0]
[75,4,2.32558139534884E-2,0,2.32558139534884E-2,4.6511627906976702E-2,0.90697674418604601,0,0]
[75,5,0,0,0,0,0,0,0]
[75,6,0,0,0,0,0,0,0]
[76,0,0.96428571428571397,3.5714285714285698E-2,0,0,0,0,0]
[76,1,5.1546391752577303E-2,0.87628865979381398,4.1237113402061903E-2,3.09278350515464E-2,0,0,0]
[76,2,8.8495575221238902E-3,0.11504424778761101,0.77876106194690298,9.7345132743362803E-2,0,0,0]
[76,3,0,0,6.1224489795918401E-2,0.86734693877550995,7.1428571428571397E-2,0,0]
[76,4,1.9230769230769201E-2,0,0,0.115384615384615,0.86538461538461497,0,0]
[76,5,0,0,0,0,0,0,0]
[76,6,0,0,0,0,0,0,0]
[77,0,0.92045454545454497,5.6818181818181802E-2,2.27272727272727E-2,0,0,0,0]
[77,1,6.9306930693069299E-2,0.83168316831683198,6.9306930693069299E-2,2.9702970297029702E-2,0,0,0]
[77,2,4.08163265306122E-2,4.08163265306122E-2,0.85714285714285698,6.1224489795918401E-2,0,0,0]
[77,3,1.9047619047619001E-2,9.5238095238095195E-3,0.133333333333333,0.80952380952380998,2.8571428571428598E-2,0,0]
[77,4,0,0,3.8461538461538498E-2,9.6153846153846201E-2,0.86538461538461497,0,0]
[77,5,0,0,0,0,0,0,0]
[77,6,0,0,0,0,0,0,0]
[78,0,0.82978723404255295,0.12765957446808501,3.1914893617021302E-2,0,1.0638297872340399E-2,0,0]
[78,1,0.10638297872340401,0.67021276595744705,0.180851063829787,3.1914893617021302E-2,1.0638297872340399E-2,0,0]
[78,2,3.6697247706422E-2,0.12844036697247699,0.69724770642201805,0.119266055045872,1.8348623853211E-2,0,0]
[78,3,4.0404040404040401E-2,4.0404040404040401E-2,0.12121212121212099,0.71717171717171702,8.0808080808080801E-2,0,0]
[78,4,2.0833333333333301E-2,0,0.125,0.125,0.72916666666666696,0,0]
[78,5,0,0,0,0,0,0,0]
[78,6,0,0,0,0,0,0,0]
[79,0,0.92783505154639201,5.1546391752577303E-2,2.06185567010309E-2,0,0,0,0]
[79,1,5.3763440860215103E-2,0.83870967741935498,0.10752688172043,0,0,0,0]
[79,2,1.7543859649122799E-2,7.8947368421052599E-2,0.80701754385964897,8.7719298245614002E-2,8.7719298245613996E-3,0,0]
[79,3,0,3.2258064516128997E-2,5.3763440860215103E-2,0.89247311827956999,2.1505376344085999E-2,0,0]
[79,4,0,0,0,8.5106382978723402E-2,0.91489361702127703,0,0]
[79,5,0,0,0,0,0,0,0]
[79,6,0,0,0,0,0,0,0]
[80,0,0.92783505154639201,4.1237113402061903E-2,1.03092783505155E-2,0,2.06185567010309E-2,0,0]
[80,1,9.4736842105263203E-2,0.81052631578947398,6.3157894736842093E-2,3.1578947368421102E-2,0,0,0]
[80,2,1.8348623853211E-2,6.4220183486238494E-2,0.85321100917431203,5.5045871559633003E-2,9.1743119266055103E-3,0,0]
[80,3,1.03092783505155E-2,0,0.15463917525773199,0.81443298969072198,2.06185567010309E-2,0,0]
[80,4,0,2.1739130434782601E-2,4.3478260869565202E-2,6.5217391304347797E-2,0.86956521739130399,0,0]
[80,5,0,0,0,0,0,0,0]
[80,6,0,0,0,0,0,0,0]
[81,0,0.90196078431372595,7.8431372549019607E-2,9.8039215686274508E-3,9.8039215686274508E-3,0,0,0]
[81,1,0.14606741573033699,0.73033707865168496,0.112359550561798,1.1235955056179799E-2,0,0,0]
[81,2,1.7094017094017099E-2,7.69230769230769E-2,0.84615384615384603,5.9829059829059797E-2,0,0,0]
[81,3,2.1978021978022001E-2,3.2967032967033003E-2,0.10989010989011,0.75824175824175799,7.69230769230769E-2,0,0]
[81,4,2.2222222222222199E-2,0,4.4444444444444398E-2,0.2,0.73333333333333295,0,0]
[81,5,0,0,0,0,0,0,0]
[81,6,0,0,0,0,0,0,0]
[82,0,0.98181818181818203,9.0909090909090905E-3,9.0909090909090905E-3,0,0,0,0]
[82,1,5.8823529411764698E-2,0.83529411764705896,7.0588235294117604E-2,2.3529411764705899E-2,1.1764705882352899E-2,0,0]
[82,2,0,9.8360655737704902E-2,0.81967213114754101,6.5573770491803296E-2,1.63934426229508E-2,0,0]
[82,3,1.1494252873563199E-2,0,8.04597701149425E-2,0.85057471264367801,5.7471264367816098E-2,0,0]
[82,4,0,0,2.5000000000000001E-2,2.5000000000000001E-2,0.95,0,0]
[82,5,0,0,0,0,0,0,0]
[82,6,0,0,0,0,0,0,0]
[83,0,0.89473684210526305,0.105263157894737,0,0,0,0,0]
[83,1,2.3809523809523801E-2,0.84523809523809501,0.119047619047619,1.1904761904761901E-2,0,0,0]
[83,2,2.6086956521739101E-2,0.104347826086957,0.74782608695652197,9.5652173913043495E-2,2.6086956521739101E-2,0,0]
[83,3,0,1.1764705882352899E-2,7.0588235294117604E-2,0.85882352941176499,5.8823529411764698E-2,0,0]
[83,4,2.1739130434782601E-2,2.1739130434782601E-2,4.3478260869565202E-2,0.173913043478261,0.73913043478260898,0,0]
[83,5,0,0,0,0,0,0,0]
[83,6,0,0,0,0,0,0,0]
[84,0,0.907407407407407,7.4074074074074098E-2,9.2592592592592605E-3,0,9.2592592592592605E-3,0,0]
[84,1,8.2474226804123696E-2,0.74226804123711299,0.15463917525773199,2.06185567010309E-2,0,0,0]
[84,2,1.9230769230769201E-2,9.6153846153846201E-2,0.77884615384615397,0.105769230769231,0,0,0]
[84,3,2.1505376344085999E-2,4.3010752688171998E-2,0.10752688172043,0.77419354838709697,5.3763440860215103E-2,0,0]
[84,4,2.3809523809523801E-2,2.3809523809523801E-2,0,0.14285714285714299,0.80952380952380998,0,0]
[84,5,0,0,0,0,0,0,0]
[84,6,0,0,0,0,0,0,0]
[85,0,0.90990990990991005,5.4054054054054099E-2,1.8018018018018001E-2,1.8018018018018001E-2,0,0,0]
[85,1,6.3157894736842093E-2,0.81052631578947398,0.12631578947368399,0,0,0,0]
[85,2,0,6.5420560747663503E-2,0.85981308411214996,4.67289719626168E-2,2.80373831775701E-2,0,0]
[85,3,1.0989010989011E-2,1.0989010989011E-2,0.13186813186813201,0.78021978021978,6.5934065934065894E-2,0,0]
[85,4,0,0,0,0.1,0.9,0,0]
[85,5,0,0,0,0,0,0,0]
[85,6,0,0,0,0,0,0,0]
[86,0,0.94444444444444398,4.6296296296296301E-2,9.2592592592592605E-3,0,0,0,0]
[86,1,8.7912087912087905E-2,0.83516483516483497,6.5934065934065894E-2,1.0989010989011E-2,0,0,0]
[86,2,8.4745762711864406E-3,3.3898305084745797E-2,0.90677966101694896,5.0847457627118599E-2,0,0,0]
[86,3,0,2.4390243902439001E-2,0.109756097560976,0.85365853658536595,1.21951219512195E-2,0,0]
[86,4,0,0,0,0.11111111111111099,0.88888888888888895,0,0]
[86,5,0,0,0,0,0,0,0]
[86,6,0,0,0,0,0,0,0]
[87,0,0.88288288288288297,0.108108108108108,0,0,9.0090090090090107E-3,0,0]
[87,1,3.4482758620689703E-2,0.87356321839080497,6.8965517241379296E-2,1.1494252873563199E-2,1.1494252873563199E-2,0,0]
[87,2,1.6260162601626001E-2,6.50406504065041E-2,0.80487804878048796,0.113821138211382,0,0,0]
[87,3,1.21951219512195E-2,1.21951219512195E-2,0.109756097560976,0.82926829268292701,3.65853658536585E-2,0,0]
[87,4,4.8780487804878099E-2,0,4.8780487804878099E-2,2.4390243902439001E-2,0.87804878048780499,0,0]
[87,5,0,0,0,0,0,0,0]
[87,6,0,0,0,0,0,0,0]
[88,0,0.95283018867924496,4.71698113207547E-2,0,0,0,0,0]
[88,1,3.09278350515464E-2,0.87628865979381398,5.1546391752577303E-2,3.09278350515464E-2,1.03092783505155E-2,0,0]
[88,2,1.72413793103448E-2,6.0344827586206899E-2,0.87068965517241403,4.31034482758621E-2,8.6206896551724102E-3,0,0]
[88,3,0,2.3809523809523801E-2,8.3333333333333301E-2,0.797619047619048,9.5238095238095205E-2,0,0]
[88,4,2.4390243902439001E-2,0,2.4390243902439001E-2,0.17073170731707299,0.78048780487804903,0,0]
[88,5,0,0,0,0,0,0,0]
[88,6,0,0,0,0,0,0,0]
[89,0,0.96261682242990698,3.7383177570093497E-2,0,0,0,0,0]
[89,1,5.0505050505050497E-2,0.88888888888888895,6.0606060606060601E-2,0,0,0,0]
[89,2,3.5087719298245598E-2,5.2631578947368397E-2,0.79824561403508798,0.114035087719298,0,0,0]
[89,3,1.21951219512195E-2,1.21951219512195E-2,8.5365853658536606E-2,0.87804878048780499,1.21951219512195E-2,0,0]
[89,4,0,2.3809523809523801E-2,2.3809523809523801E-2,9.5238095238095205E-2,0.85714285714285698,0,0]
[89,5,0,0,0,0,0,0,0]
[89,6,0,0,0,0,0,0,0]
[90,0,0.92035398230088505,7.0796460176991094E-2,8.8495575221238902E-3,0,0,0,0]
[90,1,0.11,0.76,0.11,0.02,0,0,0]
[90,2,3.8095238095238099E-2,9.5238095238095205E-2,0.77142857142857102,6.6666666666666693E-2,2.8571428571428598E-2,0,0]
[90,3,0,2.2471910112359599E-2,0.13483146067415699,0.76404494382022503,7.8651685393258397E-2,0,0]
[90,4,0,2.7027027027027001E-2,2.7027027027027001E-2,2.7027027027027001E-2,0.91891891891891897,0,0]
[90,5,0,0,0,0,0,0,0]
[90,6,0,0,0,0,0,0,0]
[91,0,0.94957983193277296,5.0420168067226899E-2,0,0,0,0,0]
[91,1,7.2164948453608199E-2,0.83505154639175305,4.1237113402061903E-2,4.1237113402061903E-2,1.03092783505155E-2,0,0]
[91,2,0,2.83018867924528E-2,0.92452830188679203,3.77358490566038E-2,9.4339622641509396E-3,0,0]
[91,3,0,0,5.1282051282051301E-2,0.88461538461538503,6.4102564102564097E-2,0,0]
[91,4,0,0,0,9.0909090909090898E-2,0.90909090909090895,0,0]
[91,5,0,0,0,0,0,0,0]
[91,6,0,0,0,0,0,0,0]
[92,0,0.9,8.3333333333333301E-2,1.6666666666666701E-2,0,0,0,0]
[92,1,2.2222222222222199E-2,0.91111111111111098,5.5555555555555601E-2,0,1.1111111111111099E-2,0,0]
[92,2,1.88679245283019E-2,6.6037735849056603E-2,0.86792452830188704,4.71698113207547E-2,0,0,0]
[92,3,0,2.4691358024691398E-2,9.8765432098765399E-2,0.83950617283950602,3.7037037037037E-2,0,0]
[92,4,0,0,0,6.3829787234042507E-2,0.93617021276595702,0,0]
[92,5,0,0,0,0,0,0,0]
[92,6,0,0,0,0,0,0,0]
[93,0,0.90178571428571397,8.0357142857142905E-2,1.7857142857142901E-2,0,0,0,0]
[93,1,3.9603960396039598E-2,0.83168316831683198,0.10891089108910899,9.9009900990098994E-3,9.9009900990098994E-3,0,0]
[93,2,9.3457943925233603E-3,6.5420560747663503E-2,0.82242990654205606,9.34579439252336E-2,9.3457943925233603E-3,0,0]
[93,3,0,2.6315789473684199E-2,7.8947368421052599E-2,0.84210526315789502,5.2631578947368397E-2,0,0]
[93,4,0,0,2.0833333333333301E-2,2.0833333333333301E-2,0.95833333333333304,0,0]
[93,5,0,0,0,0,0,0,0]
[93,6,0,0,0,0,0,0,0]
[94,0,0.91509433962264197,8.4905660377358499E-2,0,0,0,0,0]
[94,1,3.9215686274509803E-2,0.84313725490196101,6.8627450980392204E-2,4.9019607843137303E-2,0,0,0]
[94,2,9.2592592592592605E-3,4.6296296296296301E-2,0.87037037037037002,5.5555555555555601E-2,1.85185185185185E-2,0,0]
[94,3,3.94736842105263E-2,0,6.5789473684210495E-2,0.88157894736842102,1.3157894736842099E-2,0,0]
[94,4,0,1.9230769230769201E-2,1.9230769230769201E-2,5.7692307692307702E-2,0.90384615384615397,0,0]
[94,5,0,0,0,0,0,0,0]
[94,6,0,0,0,0,0,0,0]
[95,0,0.91428571428571404,4.7619047619047603E-2,1.9047619047619001E-2,9.5238095238095195E-3,9.5238095238095195E-3,0,0]
[95,1,5.9405940594059403E-2,0.89108910891089099,4.95049504950495E-2,0,0,0,0]
[95,2,0,4.67289719626168E-2,0.88785046728971995,5.60747663551402E-2,9.3457943925233603E-3,0,0]
[95,3,0,0,9.8765432098765399E-2,0.86419753086419704,3.7037037037037E-2,0,0]
[95,4,0,0,0.02,0.04,0.94,0,0]
[95,5,0,0,0,0,0,0,0]
[95,6,0,0,0,0,0,0,0]
[96,0,0.78431372549019596,0.13725490196078399,1.9607843137254902E-2,2.9411764705882401E-2,2.9411764705882401E-2,0,0]
[96,1,0.08,0.67,0.2,0.03,0.02,0,0]
[96,2,1.8018018018018001E-2,0.144144144144144,0.68468468468468502,0.153153153153153,0,0,0]
[96,3,1.26582278481013E-2,3.7974683544303799E-2,0.164556962025316,0.746835443037975,3.7974683544303799E-2,0,0]
[96,4,0,3.8461538461538498E-2,0,9.6153846153846201E-2,0.86538461538461497,0,0]
[96,5,0,0,0,0,0,0,0]
[96,6,0,0,0,0,0,0,0]
[97,0,0.90109890109890101,6.5934065934065894E-2,1.0989010989011E-2,2.1978021978022001E-2,0,0,0]
[97,1,1.9607843137254902E-2,0.82352941176470595,0.11764705882352899,2.9411764705882401E-2,9.8039215686274508E-3,0,0]
[97,2,0,3.6036036036036001E-2,0.891891891891892,7.2072072072072099E-2,0,0,0]
[97,3,0,1.1494252873563199E-2,3.4482758620689703E-2,0.87356321839080497,8.04597701149425E-2,0,0]
[97,4,0,0,0,7.5471698113207503E-2,0.92452830188679203,0,0]
[97,5,0,0,0,0,0,0,0]
[97,6,0,0,0,0,0,0,0]
[98,0,0.88095238095238104,5.95238095238095E-2,2.3809523809523801E-2,2.3809523809523801E-2,1.1904761904761901E-2,0,0]
[98,1,2.1052631578947399E-2,0.87368421052631595,6.3157894736842093E-2,3.1578947368421102E-2,1.05263157894737E-2,0,0]
[98,2,0,8.6956521739130405E-2,0.86956521739130399,4.3478260869565202E-2,0,0,0]
[98,3,1.0752688172042999E-2,0,6.4516129032258104E-2,0.90322580645161299,2.1505376344085999E-2,0,0]
[98,4,1.7543859649122799E-2,0,0,8.7719298245614002E-2,0.89473684210526305,0,0]
[98,5,0,0,0,0,0,0,0]
[98,6,0,0,0,0,0,0,0]
[99,0,0.87179487179487203,7.69230769230769E-2,5.1282051282051301E-2,0,0,0,0]
[99,1,1.02040816326531E-2,0.86734693877550995,0.102040816326531,2.04081632653061E-2,0,0,0]
[99,2,0,7.8947368421052599E-2,0.82456140350877205,9.6491228070175405E-2,0,0,0]
[99,3,1.01010101010101E-2,1.01010101010101E-2,4.0404040404040401E-2,0.88888888888888895,5.0505050505050497E-2,0,0]
[99,4,0,0,1.8181818181818198E-2,9.0909090909090898E-2,0.89090909090909098,0,0]
[99,5,0,0,0,0,0,0,0]
[99,6,0,0,0,0,0,0,0]
[100,0,0.92857142857142905,2.8571428571428598E-2,2.8571428571428598E-2,1.4285714285714299E-2,0,0,0]
[100,1,1.9801980198019799E-2,0.87128712871287095,8.9108910891089105E-2,1.9801980198019799E-2,0,0,0]
[100,2,8.8495575221238902E-3,4.4247787610619503E-2,0.86725663716814205,5.3097345132743397E-2,2.6548672566371698E-2,0,0]
[100,3,0,9.4339622641509396E-3,2.83018867924528E-2,0.89622641509433998,6.6037735849056603E-2,0,0]
[100,4,0,0,0,7.4074074074074098E-2,0.92592592592592604,0,0]
[100,5,0,0,0,0,0,0,0]
[100,6,0,0,0,0,0,0,0]
[101,0,0.92647058823529405,4.4117647058823498E-2,2.9411764705882401E-2,0,0,0,0]
[101,1,2.0833333333333301E-2,0.875,9.375E-2,1.0416666666666701E-2,0,0,0]
[101,2,8.9285714285714298E-3,8.0357142857142905E-2,0.79464285714285698,0.11607142857142901,0,0,0]
[101,3,0,9.2592592592592605E-3,5.5555555555555601E-2,0.85185185185185197,8.3333333333333301E-2,0,0]
[101,4,0,0,3.3333333333333298E-2,3.3333333333333298E-2,0.93333333333333302,0,0]
[101,5,0,0,0,0,0,0,0]
[101,6,0,0,0,0,0,0,0]
[102,0,0.92424242424242398,1.5151515151515201E-2,4.5454545454545497E-2,0,1.5151515151515201E-2,0,0]
[102,1,5.1546391752577303E-2,0.731958762886598,0.164948453608247,4.1237113402061903E-2,1.03092783505155E-2,0,0]
[102,2,1.85185185185185E-2,7.4074074074074098E-2,0.73148148148148195,0.13888888888888901,3.7037037037037E-2,0,0]
[102,3,0,0,0.101851851851852,0.76851851851851805,0.12962962962963001,0,0]
[102,4,0,0,3.0769230769230799E-2,9.2307692307692299E-2,0.87692307692307703,0,0]
[102,5,0,0,0,0,0,0,0]
[102,6,0,0,0,0,0,0,0]
[103,0,0.92647058823529405,7.3529411764705899E-2,0,0,0,0,0]
[103,1,0,0.88749999999999996,8.7499999999999994E-2,2.5000000000000001E-2,0,0,0]
[103,2,9.0090090090090107E-3,4.5045045045045001E-2,0.82882882882882902,9.00900900900901E-2,2.7027027027027001E-2,0,0]
[103,3,0,0,6.4814814814814797E-2,0.81481481481481499,0.12037037037037,0,0]
[103,4,1.2987012987013E-2,0,1.2987012987013E-2,3.8961038961039002E-2,0.93506493506493504,0,0]
[103,5,0,0,0,0,0,0,0]
[103,6,0,0,0,0,0,0,0]
[104,0,0.89230769230769202,6.15384615384615E-2,1.5384615384615399E-2,1.5384615384615399E-2,1.5384615384615399E-2,0,0]
[104,1,3.7037037037037E-2,0.85185185185185197,0.11111111111111099,0,0,0,0]
[104,2,9.3457943925233603E-3,2.80373831775701E-2,0.86915887850467299,8.4112149532710304E-2,9.3457943925233603E-3,0,0]
[104,3,9.7087378640776708E-3,9.7087378640776708E-3,3.8834951456310697E-2,0.87378640776699001,6.7961165048543701E-2,0,0]
[104,4,0,1.13636363636364E-2,1.13636363636364E-2,7.9545454545454503E-2,0.89772727272727304,0,0]
[104,5,0,0,0,0,0,0,0]
[104,6,0,0,0,0,0,0,0]
[105,0,0.92063492063492103,4.7619047619047603E-2,1.58730158730159E-2,1.58730158730159E-2,0,0,0]
[105,1,2.5641025641025599E-2,0.75641025641025605,0.19230769230769201,1.2820512820512799E-2,1.2820512820512799E-2,0,0]
[105,2,0,8.3333333333333301E-2,0.76851851851851805,0.12037037037037,2.7777777777777801E-2,0,0]
[105,3,0,9.3457943925233603E-3,0.11214953271028,0.79439252336448596,8.4112149532710304E-2,0,0]
[105,4,0,0,2.27272727272727E-2,6.8181818181818205E-2,0.90909090909090895,0,0]
[105,5,0,0,0,0,0,0,0]
[105,6,0,0,0,0,0,0,0]
[106,0,0.86666666666666703,8.3333333333333301E-2,0,0,0.05,0,0]
[106,1,4.1666666666666699E-2,0.80555555555555602,0.15277777777777801,0,0,0,0]
[106,2,0,1.7699115044247801E-2,0.86725663716814205,9.7345132743362803E-2,1.7699115044247801E-2,0,0]
[106,3,0,2.83018867924528E-2,8.4905660377358499E-2,0.839622641509434,4.71698113207547E-2,0,0]
[106,4,0,0,1.0752688172042999E-2,7.5268817204301106E-2,0.91397849462365599,0,0]
[106,5,0,0,0,0,0,0,0]
[106,6,0,0,0,0,0,0,0]
[107,0,0.94545454545454499,3.6363636363636397E-2,1.8181818181818198E-2,0,0,0,0]
[107,1,2.9411764705882401E-2,0.79411764705882304,0.13235294117647101,4.4117647058823498E-2,0,0,0]
[107,2,8.4033613445378096E-3,3.3613445378151301E-2,0.84873949579831898,8.40336134453782E-2,2.5210084033613401E-2,0,0]
[107,3,0,9.3457943925233603E-3,0.10280373831775701,0.82242990654205606,6.5420560747663503E-2,0,0]
[107,4,0,1.05263157894737E-2,2.1052631578947399E-2,9.4736842105263203E-2,0.87368421052631595,0,0]
[107,5,0,0,0,0,0,0,0]
[107,6,0,0,0,0,0,0,0]
[108,0,0.74545454545454504,9.0909090909090898E-2,9.0909090909090898E-2,5.4545454545454501E-2,1.8181818181818198E-2,0,0]
[108,1,8.0645161290322606E-2,0.67741935483870996,0.17741935483870999,4.8387096774193498E-2,1.6129032258064498E-2,0,0]
[108,2,8.0645161290322596E-3,4.0322580645161303E-2,0.76612903225806495,0.13709677419354799,4.8387096774193498E-2,0,0]
[108,3,9.0909090909090905E-3,1.8181818181818198E-2,7.2727272727272696E-2,0.81818181818181801,8.1818181818181804E-2,0,0]
[108,4,0,2.1505376344085999E-2,3.2258064516128997E-2,7.5268817204301106E-2,0.87096774193548399,0,0]
[108,5,0,0,0,0,0,0,0]
[108,6,0,0,0,0,0,0,0]
[109,0,0.89583333333333304,6.25E-2,2.0833333333333301E-2,2.0833333333333301E-2,0,0,0]
[109,1,3.5714285714285698E-2,0.78571428571428603,7.1428571428571397E-2,7.1428571428571397E-2,3.5714285714285698E-2,0,0]
[109,2,0,2.4590163934426201E-2,0.85245901639344301,9.0163934426229497E-2,3.2786885245901599E-2,0,0]
[109,3,0,0,2.5000000000000001E-2,0.86666666666666703,0.108333333333333,0,0]
[109,4,0,0,1.02040816326531E-2,9.1836734693877597E-2,0.89795918367346905,0,0]
[109,5,0,0,0,0,0,0,0]
[109,6,0,0,0,0,0,0,0]
[110,0,0.97777777777777797,0,0,2.2222222222222199E-2,0,0,0]
[110,1,0,0.9,0.08,0.02,0,0,0]
[110,2,0,2.6548672566371698E-2,0.81415929203539805,0.14159292035398199,1.7699115044247801E-2,0,0]
[110,3,0,1.5503875968992199E-2,4.6511627906976702E-2,0.85271317829457405,8.5271317829457405E-2,0,0]
[110,4,9.3457943925233603E-3,0,9.3457943925233603E-3,4.67289719626168E-2,0.934579439252336,0,0]
[110,5,0,0,0,0,0,0,0]
[110,6,0,0,0,0,0,0,0]
[111,0,0.93333333333333302,6.6666666666666693E-2,0,0,0,0,0]
[111,1,0.08,0.72,0.16,0.04,0,0,0]
[111,2,0,5.8252427184466E-2,0.77669902912621402,0.12621359223301001,3.8834951456310697E-2,0,0]
[111,3,7.5187969924812E-3,3.00751879699248E-2,6.01503759398496E-2,0.81954887218045103,8.2706766917293201E-2,0,0]
[111,4,0,1.7699115044247801E-2,0,4.4247787610619503E-2,0.93805309734513298,0,0]
[111,5,0,0,0,0,0,0,0]
[111,6,0,0,0,0,0,0,0]
[112,0,0.95744680851063801,4.2553191489361701E-2,0,0,0,0,0]
[112,1,1.9607843137254902E-2,0.86274509803921595,9.8039215686274495E-2,1.9607843137254902E-2,0,0,0]
[112,2,0,3.125E-2,0.875,8.3333333333333301E-2,1.0416666666666701E-2,0,0]
[112,3,0,0,4.6511627906976702E-2,0.90697674418604601,4.6511627906976702E-2,0,0]
[112,4,8.2644628099173608E-3,0,1.6528925619834701E-2,6.6115702479338803E-2,0.90909090909090895,0,0]
[112,5,0,0,0,0,0,0,0]
[112,6,0,0,0,0,0,0,0]
[113,0,0.97872340425531901,2.1276595744680899E-2,0,0,0,0,0]
[113,1,6.1224489795918401E-2,0.71428571428571397,0.183673469387755,4.08163265306122E-2,0,0,0]
[113,2,0,6.18556701030928E-2,0.87628865979381398,5.1546391752577303E-2,1.03092783505155E-2,0,0]
[113,3,0,2.2388059701492501E-2,2.9850746268656699E-2,0.85074626865671599,9.7014925373134303E-2,0,0]
[113,4,8.5470085470085496E-3,8.5470085470085496E-3,0,6.8376068376068397E-2,0.91452991452991494,0,0]
[113,5,0,0,0,0,0,0,0]
[113,6,0,0,0,0,0,0,0]
[114,0,0.86,0.14000000000000001,0,0,0,0,0]
[114,1,0.15217391304347799,0.54347826086956497,0.173913043478261,8.6956521739130405E-2,4.3478260869565202E-2,0,0]
[114,2,2.04081632653061E-2,0.14285714285714299,0.67346938775510201,0.122448979591837,4.08163265306122E-2,0,0]
[114,3,0,0,0.10077519379845,0.75193798449612403,0.14728682170542601,0,0]
[114,4,8.2644628099173608E-3,1.6528925619834701E-2,8.2644628099173608E-3,0.14876033057851201,0.81818181818181801,0,0]
[114,5,0,0,0,0,0,0,0]
[114,6,0,0,0,0,0,0,0]
[115,0,0.92452830188679203,7.5471698113207503E-2,0,0,0,0,0]
[115,1,6.25E-2,0.75,0.125,2.0833333333333301E-2,4.1666666666666699E-2,0,0]
[115,2,0,3.4090909090909102E-2,0.89772727272727304,5.6818181818181802E-2,1.13636363636364E-2,0,0]
[115,3,7.63358778625954E-3,7.63358778625954E-3,3.0534351145038201E-2,0.89312977099236601,6.1068702290076299E-2,0,0]
[115,4,0,0,1.6129032258064498E-2,4.0322580645161303E-2,0.94354838709677402,0,0]
[115,5,0,0,0,0,0,0,0]
[115,6,0,0,0,0,0,0,0]
[116,0,0.96226415094339601,1.88679245283019E-2,1.88679245283019E-2,0,0,0,0]
[116,1,6.8181818181818205E-2,0.75,0.13636363636363599,2.27272727272727E-2,2.27272727272727E-2,0,0]
[116,2,2.1978021978022001E-2,3.2967032967033003E-2,0.83516483516483497,0.10989010989011,0,0,0]
[116,3,7.8125E-3,0,4.6875E-2,0.890625,5.46875E-2,0,0]
[116,4,0,0,0,6.25E-2,0.9375,0,0]
[116,5,0,0,0,0,0,0,0]
[116,6,0,0,0,0,0,0,0]
[117,0,0.96491228070175405,1.7543859649122799E-2,0,0,1.7543859649122799E-2,0,0]
[117,1,5.4054054054054099E-2,0.75675675675675702,0.162162162162162,2.7027027027027001E-2,0,0,0]
[117,2,2.2471910112359599E-2,6.7415730337078705E-2,0.82022471910112404,7.8651685393258397E-2,1.1235955056179799E-2,0,0]
[117,3,0,1.50375939849624E-2,9.0225563909774403E-2,0.82706766917293195,6.7669172932330796E-2,0,0]
[117,4,0,0,1.5625E-2,7.03125E-2,0.9140625,0,0]
[117,5,0,0,0,0,0,0,0]
[117,6,0,0,0,0,0,0,0]
[118,0,0.96610169491525399,1.6949152542372899E-2,1.6949152542372899E-2,0,0,0,0]
[118,1,2.7027027027027001E-2,0.83783783783783805,0.108108108108108,2.7027027027027001E-2,0,0,0]
[118,2,2.1505376344085999E-2,1.0752688172042999E-2,0.90322580645161299,6.4516129032258104E-2,0,0,0]
[118,3,0,7.8740157480314994E-3,7.8740157480315001E-2,0.89763779527559096,1.5748031496062999E-2,0,0]
[118,4,0,0,0,7.03125E-2,0.9296875,0,0]
[118,5,0,0,0,0,0,0,0]
[118,6,0,0,0,0,0,0,0]
[119,0,0.93333333333333302,0.05,1.6666666666666701E-2,0,0,0,0]
[119,1,8.8235294117647106E-2,0.73529411764705899,0.11764705882352899,5.8823529411764698E-2,0,0,0]
[119,2,1.01010101010101E-2,4.0404040404040401E-2,0.81818181818181801,0.13131313131313099,0,0,0]
[119,3,0,1.5384615384615399E-2,9.2307692307692299E-2,0.83846153846153804,5.3846153846153801E-2,0,0]
[119,4,0,0,8.2644628099173608E-3,9.9173553719008295E-2,0.89256198347107396,0,0]
[119,5,0,0,0,0,0,0,0]
[119,6,0,0,0,0,0,0,0]
[120,0,0.95,0.05,0,0,0,0,0]
[120,1,0.11764705882352899,0.73529411764705899,8.8235294117647106E-2,5.8823529411764698E-2,0,0,0]
[120,2,3.03030303030303E-2,6.0606060606060601E-2,0.75757575757575801,0.13131313131313099,2.02020202020202E-2,0,0]
[120,3,0,1.4705882352941201E-2,0.161764705882353,0.73529411764705899,8.8235294117647106E-2,0,0]
[120,4,0,8.6956521739130401E-3,2.6086956521739101E-2,8.6956521739130405E-2,0.87826086956521698,0,0]
[120,5,0,0,0,0,0,0,0]
[120,6,0,0,0,0,0,0,0]
[121,0,0.90625,3.125E-2,0,3.125E-2,3.125E-2,0,0]
[121,1,5.4054054054054099E-2,0.86486486486486502,8.1081081081081099E-2,0,0,0,0]
[121,2,9.7087378640776708E-3,3.8834951456310697E-2,0.87378640776699001,7.7669902912621394E-2,0,0,0]
[121,3,0,0,3.2000000000000001E-2,0.91200000000000003,5.6000000000000001E-2,0,0]
[121,4,0,0,0,6.08695652173913E-2,0.93913043478260905,0,0]
[121,5,0,0,0,0,0,0,0]
[121,6,0,0,0,0,0,0,0]
[122,0,1,0,0,0,0,0,0]
[122,1,2.6315789473684199E-2,0.78947368421052599,0.157894736842105,0,2.6315789473684199E-2,0,0]
[122,2,1.03092783505155E-2,7.2164948453608199E-2,0.80412371134020599,0.11340206185567001,0,0,0]
[122,3,0,1.5267175572519101E-2,5.34351145038168E-2,0.90839694656488501,2.2900763358778602E-2,0,0]
[122,4,0,0,1.7094017094017099E-2,6.8376068376068397E-2,0.91452991452991494,0,0]
[122,5,0,0,0,0,0,0,0]
[122,6,0,0,0,0,0,0,0]
[123,0,0.952380952380952,3.1746031746031703E-2,0,0,1.58730158730159E-2,0,0]
[123,1,5.1282051282051301E-2,0.92307692307692302,2.5641025641025599E-2,0,0,0,0]
[123,2,0,5.3763440860215103E-2,0.87096774193548399,6.4516129032258104E-2,1.0752688172042999E-2,0,0]
[123,3,0,1.4492753623188401E-2,9.4202898550724598E-2,0.84057971014492705,5.0724637681159403E-2,0,0]
[123,4,0,0,9.0090090090090107E-3,6.3063063063063099E-2,0.927927927927928,0,0]
[123,5,0,0,0,0,0,0,0]
[123,6,0,0,0,0,0,0,0]
[124,0,0.967741935483871,1.6129032258064498E-2,1.6129032258064498E-2,0,0,0,0]
[124,1,4.4444444444444398E-2,0.91111111111111098,4.4444444444444398E-2,0,0,0,0]
[124,2,2.0833333333333301E-2,3.125E-2,0.90625,4.1666666666666699E-2,0,0,0]
[124,3,0,7.7519379844961196E-3,3.1007751937984499E-2,0.89922480620154999,6.2015503875968998E-2,0,0]
[124,4,0,8.9285714285714298E-3,0,3.5714285714285698E-2,0.95535714285714302,0,0]
[124,5,0,0,0,0,0,0,0]
[124,6,0,0,0,0,0,0,0]
[125,0,0.921875,4.6875E-2,1.5625E-2,0,1.5625E-2,0,0]
[125,1,6.3829787234042507E-2,0.78723404255319196,0.10638297872340401,2.1276595744680899E-2,2.1276595744680899E-2,0,0]
[125,2,1.0638297872340399E-2,3.1914893617021302E-2,0.87234042553191504,8.5106382978723402E-2,0,0,0]
[125,3,0,8.0645161290322596E-3,0.112903225806452,0.81451612903225801,6.4516129032258104E-2,0,0]
[125,4,0,0,8.6956521739130401E-3,9.5652173913043495E-2,0.89565217391304397,0,0]
[125,5,0,0,0,0,0,0,0]
[125,6,0,0,0,0,0,0,0]
[126,0,0.93650793650793696,3.1746031746031703E-2,1.58730158730159E-2,1.58730158730159E-2,0,0,0]
[126,1,0.11363636363636399,0.70454545454545503,0.15909090909090901,2.27272727272727E-2,0,0,0]
[126,2,9.7087378640776708E-3,0.12621359223301001,0.78640776699029102,6.7961165048543701E-2,9.7087378640776708E-3,0,0]
[126,3,0,8.2644628099173608E-3,9.0909090909090898E-2,0.79338842975206603,0.107438016528926,0,0]
[126,4,0,0,2.6548672566371698E-2,0.11504424778761101,0.85840707964601803,0,0]
[126,5,0,0,0,0,0,0,0]
[126,6,0,0,0,0,0,0,0]
[127,0,0.89230769230769202,9.2307692307692299E-2,1.5384615384615399E-2,0,0,0,0]
[127,1,2.1276595744680899E-2,0.87234042553191504,0.10638297872340401,0,0,0,0]
[127,2,0,5.8252427184466E-2,0.89320388349514601,4.85436893203883E-2,0,0,0]
[127,3,0,8.4745762711864406E-3,7.6271186440677999E-2,0.84745762711864403,6.7796610169491497E-2,0,0]
[127,4,0,0,9.0090090090090107E-3,8.1081081081081099E-2,0.90990990990991005,0,0]
[127,5,0,0,0,0,0,0,0]
[127,6,0,0,0,0,0,0,0]
[128,0,0.96610169491525399,3.3898305084745797E-2,0,0,0,0,0]
[128,1,1.85185185185185E-2,0.83333333333333304,9.2592592592592601E-2,1.85185185185185E-2,3.7037037037037E-2,0,0]
[128,2,0,3.7037037037037E-2,0.907407407407407,5.5555555555555601E-2,0,0,0]
[128,3,0,0,0.140350877192982,0.82456140350877205,3.5087719298245598E-2,0,0]
[128,4,0,0,1.8348623853211E-2,8.2568807339449504E-2,0.89908256880734005,0,0]
[128,5,0,0,0,0,0,0,0]
[128,6,0,0,0,0,0,0,0]
[129,0,0.96551724137931005,3.4482758620689703E-2,0,0,0,0,0]
[129,1,9.8039215686274495E-2,0.82352941176470595,7.8431372549019607E-2,0,0,0,0]
[129,2,8.2644628099173608E-3,4.9586776859504099E-2,0.88429752066115697,4.9586776859504099E-2,8.2644628099173608E-3,0,0]
[129,3,9.0909090909090905E-3,9.0909090909090905E-3,0.118181818181818,0.79090909090909101,7.2727272727272696E-2,0,0]
[129,4,0,0,1.9230769230769201E-2,0.18269230769230799,0.79807692307692302,0,0]
[129,5,0,0,0,0,0,0,0]
[129,6,0,0,0,0,0,0,0]
[130,0,0.952380952380952,1.58730158730159E-2,1.58730158730159E-2,1.58730158730159E-2,0,0,0]
[130,1,0,0.92156862745098,7.8431372549019607E-2,0,0,0,0]
[130,2,7.9365079365079395E-3,6.3492063492063502E-2,0.90476190476190499,2.3809523809523801E-2,0,0,0]
[130,3,0,2.6785714285714302E-2,8.9285714285714302E-2,0.84821428571428603,3.5714285714285698E-2,0,0]
[130,4,0,0,4.3478260869565202E-2,6.5217391304347797E-2,0.89130434782608703,0,0]
[130,5,0,0,0,0,0,0,0]
[130,6,0,0,0,0,0,0,0]
[131,0,0.91803278688524603,3.2786885245901599E-2,0,3.2786885245901599E-2,1.63934426229508E-2,0,0]
[131,1,5.0847457627118599E-2,0.88135593220339004,6.7796610169491497E-2,0,0,0,0]
[131,2,2.2556390977443601E-2,0.13533834586466201,0.78195488721804496,6.01503759398496E-2,0,0,0]
[131,3,0,2.8571428571428598E-2,0.22857142857142901,0.72380952380952401,1.9047619047619001E-2,0,0]
[131,4,0,2.32558139534884E-2,6.9767441860465101E-2,0.232558139534884,0.67441860465116299,0,0]
[131,5,0,0,0,0,0,0,0]
[131,6,0,0,0,0,0,0,0]
[132,0,0.90322580645161299,8.0645161290322606E-2,1.6129032258064498E-2,0,0,0,0]
[132,1,0.15584415584415601,0.67532467532467499,0.14285714285714299,2.5974025974026E-2,0,0,0]
[132,2,5.7971014492753603E-2,0.123188405797101,0.76086956521739102,5.0724637681159403E-2,7.2463768115942004E-3,0,0]
[132,3,2.83018867924528E-2,6.6037735849056603E-2,0.30188679245283001,0.53773584905660399,6.6037735849056603E-2,0,0]
[132,4,3.2786885245901599E-2,1.63934426229508E-2,0.14754098360655701,0.19672131147541,0.60655737704918,0,0]
[132,5,0,0,0,0,0,0,0]
[132,6,0,0,0,0,0,0,0]
[133,0,0.96296296296296302,1.2345679012345699E-2,2.4691358024691398E-2,0,0,0,0]
[133,1,4.8780487804878099E-2,0.90243902439024404,3.65853658536585E-2,0,1.21951219512195E-2,0,0]
[133,2,0,6.9620253164557E-2,0.911392405063291,1.8987341772151899E-2,0,0,0]
[133,3,0,0,6.4102564102564097E-2,0.91025641025641002,2.5641025641025599E-2,0,0]
[133,4,0,0,0,8.8888888888888906E-2,0.91111111111111098,0,0]
[133,5,0,0,0,0,0,0,0]
[133,6,0,0,0,0,0,0,0]
[134,0,0.97560975609756095,2.4390243902439001E-2,0,0,0,0,0]
[134,1,8.1395348837209294E-2,0.89534883720930203,1.16279069767442E-2,1.16279069767442E-2,0,0,0]
[134,2,1.9480519480519501E-2,0.12987012987013,0.81168831168831201,3.8961038961039002E-2,0,0,0]
[134,3,0,1.2820512820512799E-2,0.17948717948717899,0.74358974358974395,6.4102564102564097E-2,0,0]
[134,4,0,0,4.5454545454545497E-2,0.18181818181818199,0.77272727272727304,0,0]
[134,5,0,0,0,0,0,0,0]
[134,6,0,0,0,0,0,0,0]
[135,0,0.95555555555555605,1.1111111111111099E-2,3.3333333333333298E-2,0,0,0,0]
[135,1,0.13,0.84,0.02,0.01,0,0,0]
[135,2,1.4084507042253501E-2,0.12676056338028199,0.84507042253521103,1.4084507042253501E-2,0,0,0]
[135,3,0,4.1095890410958902E-2,0.232876712328767,0.68493150684931503,4.1095890410958902E-2,0,0]
[135,4,0,2.5641025641025599E-2,2.5641025641025599E-2,0.17948717948717899,0.76923076923076905,0,0]
[135,5,0,0,0,0,0,0,0]
[135,6,0,0,0,0,0,0,0]
[136,0,0.94059405940594099,5.9405940594059403E-2,0,0,0,0,0]
[136,1,0.168224299065421,0.81308411214953302,1.86915887850467E-2,0,0,0,0]
[136,2,1.3986013986014E-2,9.0909090909090898E-2,0.86713286713286697,2.7972027972028E-2,0,0,0]
[136,3,0,3.3333333333333298E-2,0.133333333333333,0.83333333333333304,0,0,0]
[136,4,0,0,3.03030303030303E-2,0.12121212121212099,0.84848484848484895,0,0]
[136,5,0,0,0,0,0,0,0]
[136,6,0,0,0,0,0,0,0]
[137,0,0.94782608695652204,3.4782608695652202E-2,1.7391304347826101E-2,0,0,0,0]
[137,1,0.148148148148148,0.81481481481481499,2.7777777777777801E-2,9.2592592592592605E-3,0,0,0]
[137,2,4.4444444444444398E-2,0.125925925925926,0.82222222222222197,7.4074074074074103E-3,0,0,0]
[137,3,0,0,0.20689655172413801,0.77586206896551702,1.72413793103448E-2,0,0]
[137,4,0,0,3.5714285714285698E-2,0.14285714285714299,0.82142857142857095,0,0]
[137,5,0,0,0,0,0,0,0]
[137,6,0,0,0,0,0,0,0]
[138,0,0.93893129770992401,3.8167938931297697E-2,2.2900763358778602E-2,0,0,0,0]
[138,1,0.21100917431192701,0.75229357798165097,2.7522935779816501E-2,9.1743119266055103E-3,0,0,0]
[138,2,3.8759689922480599E-2,0.24806201550387599,0.68992248062015504,2.32558139534884E-2,0,0,0]
[138,3,0,0.11764705882352899,0.33333333333333298,0.52941176470588203,1.9607843137254902E-2,0,0]
[138,4,0,0,0.20833333333333301,0.25,0.54166666666666696,0,0]
[138,5,0,0,0,0,0,0,0]
[138,6,0,0,0,0,0,0,0]
[139,0,0.94701986754966905,3.3112582781456998E-2,1.9867549668874201E-2,0,0,0,0]
[139,1,0.16800000000000001,0.79200000000000004,0.04,0,0,0,0]
[139,2,4.2735042735042701E-2,0.15384615384615399,0.79487179487179505,8.5470085470085496E-3,0,0,0]
[139,3,0,2.7027027027027001E-2,0.29729729729729698,0.64864864864864902,2.7027027027027001E-2,0,0]
[139,4,0,0,0.14285714285714299,7.1428571428571397E-2,0.78571428571428603,0,0]
[139,5,0,0,0,0,0,0,0]
[139,6,0,0,0,0,0,0,0]
[140,0,0.96449704142011805,1.7751479289940801E-2,1.7751479289940801E-2,0,0,0,0]
[140,1,0.203252032520325,0.76422764227642304,3.2520325203252001E-2,0,0,0,0]
[140,2,5.2631578947368397E-2,0.23684210526315799,0.69298245614035103,1.7543859649122799E-2,0,0,0]
[140,3,0,7.69230769230769E-2,0.19230769230769201,0.69230769230769196,3.8461538461538498E-2,0,0]
[140,4,0,0,0.16666666666666699,0.25,0.58333333333333304,0,0]
[140,5,0,0,0,0,0,0,0]
[140,6,0,0,0,0,0,0,0]
[141,0,0.963917525773196,3.09278350515464E-2,5.1546391752577301E-3,0,0,0,0]
[141,1,0.19841269841269801,0.76190476190476197,3.9682539682539701E-2,0,0,0,0]
[141,2,4.3010752688171998E-2,0.225806451612903,0.73118279569892497,0,0,0,0]
[141,3,8.6956521739130405E-2,0.13043478260869601,0.26086956521739102,0.47826086956521702,4.3478260869565202E-2,0,0]
[141,4,0,0,0,0.125,0.875,0,0]
[141,5,0,0,0,0,0,0,0]
[141,6,0,0,0,0,0,0,0]
[142,0,0.97706422018348604,1.8348623853211E-2,4.5871559633027499E-3,0,0,0,0]
[142,1,0.19841269841269801,0.76190476190476197,3.1746031746031703E-2,7.9365079365079395E-3,0,0,0]
[142,2,7.4999999999999997E-2,0.15,0.75,2.5000000000000001E-2,0,0,0]
[142,3,8.3333333333333301E-2,8.3333333333333301E-2,0.16666666666666699,0.66666666666666696,0,0,0]
[142,4,0,0.25,0,0,0.75,0,0]
[142,5,0,0,0,0,0,0,0]
[142,6,0,0,0,0,0,0,0]
[143,0,0.97142857142857097,2.4489795918367301E-2,4.0816326530612197E-3,0,0,0,0]
[143,1,0.24347826086956501,0.73913043478260898,8.6956521739130401E-3,8.6956521739130401E-3,0,0,0]
[143,2,1.49253731343284E-2,0.164179104477612,0.82089552238805996,0,0,0,0]
[143,3,9.0909090909090898E-2,9.0909090909090898E-2,0.27272727272727298,0.54545454545454497,0,0,0]
[143,4,0,0,0,0.33333333333333298,0.66666666666666696,0,0]
[143,5,0,0,0,0,0,0,0]
[143,6,0,0,0,0,0,0,0]
[144,0,0.97388059701492502,2.2388059701492501E-2,3.7313432835820899E-3,0,0,0,0]
[144,1,0.34951456310679602,0.59223300970873805,3.8834951456310697E-2,1.94174757281553E-2,0,0,0]
[144,2,3.3333333333333298E-2,0.36666666666666697,0.58333333333333304,1.6666666666666701E-2,0,0,0]
[144,3,0.11111111111111099,0.33333333333333298,0.11111111111111099,0.44444444444444398,0,0,0]
[144,4,0,0,0,0,1,0,0]
[144,5,0,0,0,0,0,0,0]
[144,6,0,0,0,0,0,0,0]

{"sheet":"tpm5_wd","index":15,"n_rows":1018,"n_cols":9,"rows_kept":1018,"cut":false,"hidden":false,"merged":[]}
[{"$f":"tpm1_wd!A1","v":"Active Occupancy Model"}]
[]
[{"$f":"tpm1_wd!A3","v":"Transition Probability Matrix"}]
[]
["Five resident house"]
["Weekday"]
[]
[]
[]
[{"$f":"tpm1_wd!A10","v":"Ten minute period number"},{"$f":"tpm1_wd!B10","v":"Active occupant count in time period"},{"$f":"tpm1_wd!C10","v":"Probability of transition to zero active occupants in next time period"},{"$f":"tpm1_wd!D10","v":"Probability of transition to one active occupant in next time period"},{"$f":"tpm1_wd!E10","v":"Probability of transition to two active occupants in next time period"},{"$f":"tpm1_wd!F10","v":"Probability of transition to three active occupants in next time period"},{"$f":"tpm1_wd!G10","v":"Probability of transition to four active occupants in next time period"},{"$f":"tpm1_wd!H10","v":"Probability of transition to five active occupants in next time period"},{"$f":"tpm1_wd!I10","v":"Probability of transition to six active occupants in next time period"}]
[1,0,0.97647058823529398,2.3529411764705899E-2,0,0,0,0,0]
[1,1,0.18181818181818199,0.81818181818181801,0,0,0,0,0]
[1,2,0.266666666666667,0.133333333333333,0.53333333333333299,6.6666666666666693E-2,0,0,0]
[1,3,0,0,0,1,0,0,0]
[1,4,0,0,0,1,0,0,0]
[1,5,0,0,0,0,0,1,0]
[1,6,0,0,0,0,0,0,0]
[2,0,1,0,0,0,0,0,0]
[2,1,9.0909090909090898E-2,0.86363636363636398,4.5454545454545497E-2,0,0,0,0]
[2,2,0,0.25,0.75,0,0,0,0]
[2,3,0,0,0.33333333333333298,0.66666666666666696,0,0,0]
[2,4,0,0,0,0,0,0,0]
[2,5,0,0,0,0,0,1,0]
[2,6,0,0,0,0,0,0,0]
[3,0,1,0,0,0,0,0,0]
[3,1,0.38095238095238099,0.61904761904761896,0,0,0,0,0]
[3,2,0,0.25,0.75,0,0,0,0]
[3,3,0,0,0,1,0,0,0]
[3,4,0,0,0,0,0,0,0]
[3,5,0,0,0,0,0,1,0]
[3,6,0,0,0,0,0,0,0]
[4,0,0.99009900990098998,9.9009900990098994E-3,0,0,0,0,0]
[4,1,0.2,0.8,0,0,0,0,0]
[4,2,0,0.16666666666666699,0.83333333333333304,0,0,0,0]
[4,3,0,0,0.5,0.5,0,0,0]
[4,4,0,0,0,0,0,0,0]
[4,5,0,0,0,0,0,1,0]
[4,6,0,0,0,0,0,0,0]
[5,0,0.990291262135922,9.7087378640776708E-3,0,0,0,0,0]
[5,1,0.35714285714285698,0.64285714285714302,0,0,0,0,0]
[5,2,0.16666666666666699,0.33333333333333298,0.5,0,0,0,0]
[5,3,0,0,0,1,0,0,0]
[5,4,0,0,0,0,0,0,0]
[5,5,0,0,0,1,0,0,0]
[5,6,0,0,0,0,0,0,0]
[6,0,0.97222222222222199,1.85185185185185E-2,9.2592592592592605E-3,0,0,0,0]
[6,1,0.5,0.5,0,0,0,0,0]
[6,2,0,0,1,0,0,0,0]
[6,3,0,0,0.5,0.5,0,0,0]
[6,4,0,0,0,0,0,0,0]
[6,5,0,0,0,0,0,0,0]
[6,6,0,0,0,0,0,0,0]
[7,0,0.98198198198198205,1.8018018018018001E-2,0,0,0,0,0]
[7,1,0.25,0.75,0,0,0,0,0]
[7,2,0.2,0.2,0.6,0,0,0,0]
[7,3,0,0,1,0,0,0,0]
[7,4,0,0,0,0,0,0,0]
[7,5,0,0,0,0,0,0,0]
[7,6,0,0,0,0,0,0,0]
[8,0,1,0,0,0,0,0,0]
[8,1,0.22222222222222199,0.77777777777777801,0,0,0,0,0]
[8,2,0,0.25,0.75,0,0,0,0]
[8,3,0,0,0,0,0,0,0]
[8,4,0,0,0,0,0,0,0]
[8,5,0,0,0,0,0,0,0]
[8,6,0,0,0,0,0,0,0]
[9,0,0.99122807017543901,8.7719298245613996E-3,0,0,0,0,0]
[9,1,0.375,0.625,0,0,0,0,0]
[9,2,0,0.33333333333333298,0.66666666666666696,0,0,0,0]
[9,3,0,0,0,0,0,0,0]
[9,4,0,0,0,0,0,0,0]
[9,5,0,0,0,0,0,0,0]
[9,6,0,0,0,0,0,0,0]
[10,0,1,0,0,0,0,0,0]
[10,1,0.28571428571428598,0.71428571428571397,0,0,0,0,0]
[10,2,0.5,0,0.5,0,0,0,0]
[10,3,0,0,0,0,0,0,0]
[10,4,0,0,0,0,0,0,0]
[10,5,0,0,0,0,0,0,0]
[10,6,0,0,0,0,0,0,0]
[11,0,0.99159663865546199,8.4033613445378096E-3,0,0,0,0,0]
[11,1,0.4,0.6,0,0,0,0,0]
[11,2,0,0,1,0,0,0,0]
[11,3,0,0,0,0,0,0,0]
[11,4,0,0,0,0,0,0,0]
[11,5,0,0,0,0,0,0,0]
[11,6,0,0,0,0,0,0,0]
[12,0,0.97499999999999998,2.5000000000000001E-2,0,0,0,0,0]
[12,1,0,1,0,0,0,0,0]
[12,2,0,1,0,0,0,0,0]
[12,3,0,0,0,0,0,0,0]
[12,4,0,0,0,0,0,0,0]
[12,5,0,0,0,0,0,0,0]
[12,6,0,0,0,0,0,0,0]
[13,0,1,0,0,0,0,0,0]
[13,1,0.375,0.625,0,0,0,0,0]
[13,2,0,0,0,0,0,0,0]
[13,3,0,0,0,0,0,0,0]
[13,4,0,0,0,0,0,0,0]
[13,5,0,0,0,0,0,0,0]
[13,6,0,0,0,0,0,0,0]
[14,0,0.99166666666666703,8.3333333333333297E-3,0,0,0,0,0]
[14,1,0.2,0.8,0,0,0,0,0]
[14,2,0,0,0,0,0,0,0]
[14,3,0,0,0,0,0,0,0]
[14,4,0,0,0,0,0,0,0]
[14,5,0,0,0,0,0,0,0]
[14,6,0,0,0,0,0,0,0]
[15,0,1,0,0,0,0,0,0]
[15,1,0,1,0,0,0,0,0]
[15,2,0,0,0,0,0,0,0]
[15,3,0,0,0,0,0,0,0]
[15,4,0,0,0,0,0,0,0]
[15,5,0,0,0,0,0,0,0]
[15,6,0,0,0,0,0,0,0]
[16,0,1,0,0,0,0,0,0]
[16,1,0,1,0,0,0,0,0]
[16,2,0,0,0,0,0,0,0]
[16,3,0,0,0,0,0,0,0]
[16,4,0,0,0,0,0,0,0]
[16,5,0,0,0,0,0,0,0]
[16,6,0,0,0,0,0,0,0]
[17,0,0.98333333333333295,1.6666666666666701E-2,0,0,0,0,0]
[17,1,0,1,0,0,0,0,0]
[17,2,0,0,0,0,0,0,0]
[17,3,0,0,0,0,0,0,0]
[17,4,0,0,0,0,0,0,0]
[17,5,0,0,0,0,0,0,0]
[17,6,0,0,0,0,0,0,0]
[18,0,0.99152542372881403,8.4745762711864406E-3,0,0,0,0,0]
[18,1,0.28571428571428598,0.71428571428571397,0,0,0,0,0]
[18,2,0,0,0,0,0,0,0]
[18,3,0,0,0,0,0,0,0]
[18,4,0,0,0,0,0,0,0]
[18,5,0,0,0,0,0,0,0]
[18,6,0,0,0,0,0,0,0]
[19,0,0.97478991596638698,2.5210084033613401E-2,0,0,0,0,0]
[19,1,0.16666666666666699,0.83333333333333304,0,0,0,0,0]
[19,2,0,0,0,0,0,0,0]
[19,3,0,0,0,0,0,0,0]
[19,4,0,0,0,0,0,0,0]
[19,5,0,0,0,0,0,0,0]
[19,6,0,0,0,0,0,0,0]
[20,0,0.98290598290598297,1.7094017094017099E-2,0,0,0,0,0]
[20,1,0.25,0.75,0,0,0,0,0]
[20,2,0,0,0,0,0,0,0]
[20,3,0,0,0,0,0,0,0]
[20,4,0,0,0,0,0,0,0]
[20,5,0,0,0,0,0,0,0]
[20,6,0,0,0,0,0,0,0]
[21,0,1,0,0,0,0,0,0]
[21,1,0.375,0.625,0,0,0,0,0]
[21,2,0,0,0,0,0,0,0]
[21,3,0,0,0,0,0,0,0]
[21,4,0,0,0,0,0,0,0]
[21,5,0,0,0,0,0,0,0]
[21,6,0,0,0,0,0,0,0]
[22,0,0.99166666666666703,8.3333333333333297E-3,0,0,0,0,0]
[22,1,0,1,0,0,0,0,0]
[22,2,0,0,0,0,0,0,0]
[22,3,0,0,0,0,0,0,0]
[22,4,0,0,0,0,0,0,0]
[22,5,0,0,0,0,0,0,0]
[22,6,0,0,0,0,0,0,0]
[23,0,1,0,0,0,0,0,0]
[23,1,0.33333333333333298,0.66666666666666696,0,0,0,0,0]
[23,2,0,0,0,0,0,0,0]
[23,3,0,0,0,0,0,0,0]
[23,4,0,0,0,0,0,0,0]
[23,5,0,0,0,0,0,0,0]
[23,6,0,0,0,0,0,0,0]
[24,0,0.95041322314049603,4.9586776859504099E-2,0,0,0,0,0]
[24,1,0.75,0.25,0,0,0,0,0]
[24,2,0,0,0,0,0,0,0]
[24,3,0,0,0,0,0,0,0]
[24,4,0,0,0,0,0,0,0]
[24,5,0,0,0,0,0,0,0]
[24,6,0,0,0,0,0,0,0]
[25,0,1,0,0,0,0,0,0]
[25,1,0.28571428571428598,0.71428571428571397,0,0,0,0,0]
[25,2,0,0,0,0,0,0,0]
[25,3,0,0,0,0,0,0,0]
[25,4,0,0,0,0,0,0,0]
[25,5,0,0,0,0,0,0,0]
[25,6,0,0,0,0,0,0,0]
[26,0,0.98333333333333295,1.6666666666666701E-2,0,0,0,0,0]
[26,1,0.2,0.8,0,0,0,0,0]
[26,2,0,0,0,0,0,0,0]
[26,3,0,0,0,0,0,0,0]
[26,4,0,0,0,0,0,0,0]
[26,5,0,0,0,0,0,0,0]
[26,6,0,0,0,0,0,0,0]
[27,0,0.99159663865546199,8.4033613445378096E-3,0,0,0,0,0]
[27,1,0.33333333333333298,0.66666666666666696,0,0,0,0,0]
[27,2,0,0,0,0,0,0,0]
[27,3,0,0,0,0,0,0,0]
[27,4,0,0,0,0,0,0,0]
[27,5,0,0,0,0,0,0,0]
[27,6,0,0,0,0,0,0,0]
[28,0,0.97499999999999998,2.5000000000000001E-2,0,0,0,0,0]
[28,1,0.2,0.8,0,0,0,0,0]
[28,2,0,0,0,0,0,0,0]
[28,3,0,0,0,0,0,0,0]
[28,4,0,0,0,0,0,0,0]
[28,5,0,0,0,0,0,0,0]
[28,6,0,0,0,0,0,0,0]
[29,0,0.99152542372881403,8.4745762711864406E-3,0,0,0,0,0]
[29,1,0.28571428571428598,0.71428571428571397,0,0,0,0,0]
[29,2,0,0,0,0,0,0,0]
[29,3,0,0,0,0,0,0,0]
[29,4,0,0,0,0,0,0,0]
[29,5,0,0,0,0,0,0,0]
[29,6,0,0,0,0,0,0,0]
[30,0,0.96638655462184897,2.5210084033613401E-2,8.4033613445378096E-3,0,0,0,0]
[30,1,0.5,0.5,0,0,0,0,0]
[30,2,0,0,0,0,0,0,0]
[30,3,0,0,0,0,0,0,0]
[30,4,0,0,0,0,0,0,0]
[30,5,0,0,0,0,0,0,0]
[30,6,0,0,0,0,0,0,0]
[31,0,0.98305084745762705,1.6949152542372899E-2,0,0,0,0,0]
[31,1,0,1,0,0,0,0,0]
[31,2,1,0,0,0,0,0,0]
[31,3,0,0,0,0,0,0,0]
[31,4,0,0,0,0,0,0,0]
[31,5,0,0,0,0,0,0,0]
[31,6,0,0,0,0,0,0,0]
[32,0,0.99145299145299104,8.5470085470085496E-3,0,0,0,0,0]
[32,1,0.125,0.875,0,0,0,0,0]
[32,2,0,0,0,0,0,0,0]
[32,3,0,0,0,0,0,0,0]
[32,4,0,0,0,0,0,0,0]
[32,5,0,0,0,0,0,0,0]
[32,6,0,0,0,0,0,0,0]
[33,0,0.99145299145299104,8.5470085470085496E-3,0,0,0,0,0]
[33,1,0.25,0.75,0,0,0,0,0]
[33,2,0,0,0,0,0,0,0]
[33,3,0,0,0,0,0,0,0]
[33,4,0,0,0,0,0,0,0]
[33,5,0,0,0,0,0,0,0]
[33,6,0,0,0,0,0,0,0]
[34,0,0.95762711864406802,4.2372881355932202E-2,0,0,0,0,0]
[34,1,0.14285714285714299,0.85714285714285698,0,0,0,0,0]
[34,2,0,0,0,0,0,0,0]
[34,3,0,0,0,0,0,0,0]
[34,4,0,0,0,0,0,0,0]
[34,5,0,0,0,0,0,0,0]
[34,6,0,0,0,0,0,0,0]
[35,0,0.929824561403509,7.0175438596491196E-2,0,0,0,0,0]
[35,1,0.36363636363636398,0.63636363636363602,0,0,0,0,0]
[35,2,0,0,0,0,0,0,0]
[35,3,0,0,0,0,0,0,0]
[35,4,0,0,0,0,0,0,0]
[35,5,0,0,0,0,0,0,0]
[35,6,0,0,0,0,0,0,0]
[36,0,0.86363636363636398,0.118181818181818,1.8181818181818198E-2,0,0,0,0]
[36,1,0.133333333333333,0.8,6.6666666666666693E-2,0,0,0,0]
[36,2,0,0,0,0,0,0,0]
[36,3,0,0,0,0,0,0,0]
[36,4,0,0,0,0,0,0,0]
[36,5,0,0,0,0,0,0,0]
[36,6,0,0,0,0,0,0,0]
[37,0,0.95876288659793796,4.1237113402061903E-2,0,0,0,0,0]
[37,1,0.12,0.68,0.16,0.04,0,0,0]
[37,2,0,0,0.66666666666666696,0.33333333333333298,0,0,0]
[37,3,0,0,0,0,0,0,0]
[37,4,0,0,0,0,0,0,0]
[37,5,0,0,0,0,0,0,0]
[37,6,0,0,0,0,0,0,0]
[38,0,0.95833333333333304,4.1666666666666699E-2,0,0,0,0,0]
[38,1,0.14285714285714299,0.80952380952380998,4.7619047619047603E-2,0,0,0,0]
[38,2,0,0.16666666666666699,0.83333333333333304,0,0,0,0]
[38,3,0,0,0,1,0,0,0]
[38,4,0,0,0,0,0,0,0]
[38,5,0,0,0,0,0,0,0]
[38,6,0,0,0,0,0,0,0]
[39,0,0.82105263157894703,0.14736842105263201,2.1052631578947399E-2,1.05263157894737E-2,0,0,0]
[39,1,0.27272727272727298,0.5,0.13636363636363599,4.5454545454545497E-2,4.5454545454545497E-2,0,0]
[39,2,0,0.16666666666666699,0.83333333333333304,0,0,0,0]
[39,3,0,0,0,0.5,0.5,0,0]
[39,4,0,0,0,0,0,0,0]
[39,5,0,0,0,0,0,0,0]
[39,6,0,0,0,0,0,0,0]
[40,0,0.85714285714285698,0.119047619047619,2.3809523809523801E-2,0,0,0,0]
[40,1,7.69230769230769E-2,0.73076923076923095,0.19230769230769201,0,0,0,0]
[40,2,0,0.1,0.6,0.2,0.1,0,0]
[40,3,0,0,0.33333333333333298,0.66666666666666696,0,0,0]
[40,4,0,0,0.5,0,0.5,0,0]
[40,5,0,0,0,0,0,0,0]
[40,6,0,0,0,0,0,0,0]
[41,0,0.79729729729729704,0.18918918918918901,0,1.35135135135135E-2,0,0,0]
[41,1,0.233333333333333,0.56666666666666698,0.133333333333333,6.6666666666666693E-2,0,0,0]
[41,2,6.6666666666666693E-2,0.2,0.73333333333333295,0,0,0,0]
[41,3,0,0,0.25,0.5,0.25,0,0]
[41,4,0,0,0,0,0.5,0.5,0]
[41,5,0,0,0,0,0,0,0]
[41,6,0,0,0,0,0,0,0]
[42,0,0.61194029850746301,0.238805970149254,0.104477611940299,4.47761194029851E-2,0,0,0]
[42,1,5.8823529411764698E-2,0.52941176470588203,0.29411764705882398,0.11764705882352899,0,0,0]
[42,2,6.25E-2,0.25,6.25E-2,0.4375,0.125,6.25E-2,0]
[42,3,0,0,0,0.8,0.2,0,0]
[42,4,0,0,0,0,0.5,0.5,0]
[42,5,0,0,0,0,0,1,0]
[42,6,0,0,0,0,0,0,0]
[43,0,0.81818181818181801,0.15909090909090901,2.27272727272727E-2,0,0,0,0]
[43,1,5.2631578947368397E-2,0.68421052631578905,0.157894736842105,0.105263157894737,0,0,0]
[43,2,0,5.5555555555555601E-2,0.5,0.38888888888888901,5.5555555555555601E-2,0,0]
[43,3,0,0,5.5555555555555601E-2,0.66666666666666696,0.22222222222222199,5.5555555555555601E-2,0]
[43,4,0,0,0.25,0,0.75,0,0]
[43,5,0,0,0,0,0.33333333333333298,0.66666666666666696,0]
[43,6,0,0,0,0,0,0,0]
[44,0,0.76315789473684204,0.18421052631578899,2.6315789473684199E-2,2.6315789473684199E-2,0,0,0]
[44,1,8.8235294117647106E-2,0.76470588235294101,0.11764705882352899,2.9411764705882401E-2,0,0,0]
[44,2,0,0.22222222222222199,0.61111111111111105,0.11111111111111099,5.5555555555555601E-2,0,0]
[44,3,0,4.3478260869565202E-2,8.6956521739130405E-2,0.60869565217391297,0.217391304347826,4.3478260869565202E-2,0]
[44,4,0,0,0,0,0.77777777777777801,0.22222222222222199,0]
[44,5,0,0,0,0,0.33333333333333298,0.66666666666666696,0]
[44,6,0,0,0,0,0,0,0]
[45,0,0.59375,0.34375,0,6.25E-2,0,0,0]
[45,1,2.6315789473684199E-2,0.55263157894736803,0.26315789473684198,0.13157894736842099,2.6315789473684199E-2,0,0]
[45,2,0,0.11111111111111099,0.5,0.22222222222222199,0.11111111111111099,5.5555555555555601E-2,0]
[45,3,0,0,5.5555555555555601E-2,0.44444444444444398,0.44444444444444398,5.5555555555555601E-2,0]
[45,4,0,0,0,0.214285714285714,0.64285714285714302,0.14285714285714299,0]
[45,5,0,0,0,0,0.6,0.4,0]
[45,6,0,0,0,0,0,0,0]
[46,0,0.8,0.15,0.05,0,0,0,0]
[46,1,8.8235294117647106E-2,0.73529411764705899,0.14705882352941199,2.9411764705882401E-2,0,0,0]
[46,2,0,0.15,0.7,0.15,0,0,0]
[46,3,0,9.0909090909090898E-2,0.18181818181818199,0.54545454545454497,0.18181818181818199,0,0]
[46,4,0,8.6956521739130405E-2,8.6956521739130405E-2,0.13043478260869601,0.65217391304347805,4.3478260869565202E-2,0]
[46,5,0,0,0,0,0,1,0]
[46,6,0,0,0,0,0,0,0]
[47,0,0.84210526315789502,0.157894736842105,0,0,0,0,0]
[47,1,0.2,0.65714285714285703,0.114285714285714,0,2.8571428571428598E-2,0,0]
[47,2,3.8461538461538498E-2,0.15384615384615399,0.53846153846153799,0.269230769230769,0,0,0]
[47,3,0,5.2631578947368397E-2,0.31578947368421101,0.57894736842105299,5.2631578947368397E-2,0,0]
[47,4,0,0,0.105263157894737,0.157894736842105,0.68421052631578905,5.2631578947368397E-2,0]
[47,5,0,0,0,0.14285714285714299,0.57142857142857095,0.28571428571428598,0]
[47,6,0,0,0,0,0,0,0]
[48,0,0.625,0.29166666666666702,8.3333333333333301E-2,0,0,0,0]
[48,1,9.6774193548387094E-2,0.61290322580645196,0.25806451612903197,0,3.2258064516128997E-2,0,0]
[48,2,0,0.230769230769231,0.61538461538461497,7.69230769230769E-2,7.69230769230769E-2,0,0]
[48,3,4.5454545454545497E-2,9.0909090909090898E-2,9.0909090909090898E-2,0.59090909090909105,0.13636363636363599,4.5454545454545497E-2,0]
[48,4,0,0,0.21052631578947401,0.157894736842105,0.57894736842105299,5.2631578947368397E-2,0]
[48,5,0,0,0,0.33333333333333298,0.33333333333333298,0.33333333333333298,0]
[48,6,0,0,0,0,0,0,0]
[49,0,0.78947368421052599,0.21052631578947401,0,0,0,0,0]
[49,1,8.8235294117647106E-2,0.64705882352941202,0.26470588235294101,0,0,0,0]
[49,2,6.25E-2,0.1875,0.59375,0.125,3.125E-2,0,0]
[49,3,0,0.157894736842105,0.157894736842105,0.57894736842105299,0.105263157894737,0,0]
[49,4,0,0,0.11111111111111099,0.27777777777777801,0.61111111111111105,0,0]
[49,5,0,0,0,0,0,1,0]
[49,6,0,0,0,0,0,0,0]
[50,0,0.85,0.1,0.05,0,0,0,0]
[50,1,5.7142857142857099E-2,0.88571428571428601,5.7142857142857099E-2,0,0,0,0]
[50,2,9.0909090909090898E-2,0.30303030303030298,0.54545454545454497,6.0606060606060601E-2,0,0,0]
[50,3,0.05,0.1,0.25,0.5,0.1,0,0]
[50,4,0,0.214285714285714,7.1428571428571397E-2,0.5,0.214285714285714,0,0]
[50,5,0,0,0,0,0.33333333333333298,0.66666666666666696,0]
[50,6,0,0,0,0,0,0,0]
[51,0,0.95652173913043503,4.3478260869565202E-2,0,0,0,0,0]
[51,1,0.29166666666666702,0.5625,0.125,2.0833333333333301E-2,0,0,0]
[51,2,0.148148148148148,0.22222222222222199,0.48148148148148101,0.11111111111111099,3.7037037037037E-2,0,0]
[51,3,0.105263157894737,0.26315789473684198,0.157894736842105,0.36842105263157898,0.105263157894737,0,0]
[51,4,0.16666666666666699,0.16666666666666699,0.16666666666666699,0.5,0,0,0]
[51,5,0,0.5,0,0.5,0,0,0]
[51,6,0,0,0,0,0,0,0]
[52,0,0.93023255813953498,6.9767441860465101E-2,0,0,0,0,0]
[52,1,0.292682926829268,0.65853658536585402,4.8780487804878099E-2,0,0,0,0]
[52,2,0,0.30434782608695699,0.65217391304347805,4.3478260869565202E-2,0,0,0]
[52,3,0,6.6666666666666693E-2,0.2,0.73333333333333295,0,0,0]
[52,4,0,0,0.33333333333333298,0,0.66666666666666696,0,0]
[52,5,0,0,0,0,0,0,0]
[52,6,0,0,0,0,0,0,0]
[53,0,0.94230769230769196,3.8461538461538498E-2,1.9230769230769201E-2,0,0,0,0]
[53,1,0.157894736842105,0.78947368421052599,5.2631578947368397E-2,0,0,0,0]
[53,2,4.7619047619047603E-2,0.33333333333333298,0.52380952380952395,4.7619047619047603E-2,4.7619047619047603E-2,0,0]
[53,3,8.3333333333333301E-2,8.3333333333333301E-2,0.16666666666666699,0.66666666666666696,0,0,0]
[53,4,0,0,0,0,1,0,0]
[53,5,0,0,0,0,0,0,0]
[53,6,0,0,0,0,0,0,0]
[54,0,0.89473684210526305,7.0175438596491196E-2,3.5087719298245598E-2,0,0,0,0]
[54,1,0.1,0.82499999999999996,7.4999999999999997E-2,0,0,0,0]
[54,2,0,0.3125,0.4375,0.1875,6.25E-2,0,0]
[54,3,0,0.11111111111111099,0.11111111111111099,0.44444444444444398,0.22222222222222199,0.11111111111111099,0]
[54,4,0,0,0,0,0.66666666666666696,0.33333333333333298,0]
[54,5,0,0,0,0,0,0,0]
[54,6,0,0,0,0,0,0,0]
[55,0,0.89090909090909098,9.0909090909090898E-2,1.8181818181818198E-2,0,0,0,0]
[55,1,6.9767441860465101E-2,0.837209302325581,9.3023255813953501E-2,0,0,0,0]
[55,2,0,7.69230769230769E-2,0.84615384615384603,7.69230769230769E-2,0,0,0]
[55,3,0,0,0,1,0,0,0]
[55,4,0,0,0,0.2,0.8,0,0]
[55,5,0,0,0,0,0,1,0]
[55,6,0,0,0,0,0,0,0]
[56,0,0.92307692307692302,7.69230769230769E-2,0,0,0,0,0]
[56,1,0.119047619047619,0.80952380952380998,4.7619047619047603E-2,2.3809523809523801E-2,0,0,0]
[56,2,0,6.25E-2,0.875,6.25E-2,0,0,0]
[56,3,0,0.11111111111111099,0.11111111111111099,0.77777777777777801,0,0,0]
[56,4,0,0,0,0,1,0,0]
[56,5,0,0,0,0,0.5,0.5,0]
[56,6,0,0,0,0,0,0,0]
[57,0,0.84905660377358505,0.15094339622641501,0,0,0,0,0]
[57,1,7.4999999999999997E-2,0.8,0.1,2.5000000000000001E-2,0,0,0]
[57,2,0,0.11764705882352899,0.88235294117647101,0,0,0,0]
[57,3,0.11111111111111099,0,0.11111111111111099,0.77777777777777801,0,0,0]
[57,4,0,0,0,0.2,0.8,0,0]
[57,5,0,0,0,0,1,0,0]
[57,6,0,0,0,0,0,0,0]
[58,0,0.93877551020408201,6.1224489795918401E-2,0,0,0,0,0]
[58,1,2.3809523809523801E-2,0.92857142857142905,2.3809523809523801E-2,0,2.3809523809523801E-2,0,0]
[58,2,0,0.15,0.85,0,0,0,0]
[58,3,0,0.22222222222222199,0.22222222222222199,0.33333333333333298,0.22222222222222199,0,0]
[58,4,0,0,0,0.6,0.4,0,0]
[58,5,0,0,0,0,0,0,0]
[58,6,0,0,0,0,0,0,0]
[59,0,0.97872340425531901,2.1276595744680899E-2,0,0,0,0,0]
[59,1,6.3829787234042507E-2,0.87234042553191504,6.3829787234042507E-2,0,0,0,0]
[59,2,0,0.1,0.9,0,0,0,0]
[59,3,0,0.16666666666666699,0,0.83333333333333304,0,0,0]
[59,4,0,0,0,0,1,0,0]
[59,5,0,0,0,0,0,0,0]
[59,6,0,0,0,0,0,0,0]
[60,0,0.89795918367346905,0.102040816326531,0,0,0,0,0]
[60,1,6.6666666666666693E-2,0.77777777777777801,0.155555555555556,0,0,0,0]
[60,2,0,9.5238095238095205E-2,0.85714285714285698,4.7619047619047603E-2,0,0,0]
[60,3,0,0,0.2,0.8,0,0,0]
[60,4,0,0,0,0,0.8,0.2,0]
[60,5,0,0,0,0,0,0,0]
[60,6,0,0,0,0,0,0,0]
[61,0,0.95744680851063801,4.2553191489361701E-2,0,0,0,0,0]
[61,1,2.3809523809523801E-2,0.92857142857142905,4.7619047619047603E-2,0,0,0,0]
[61,2,0,3.8461538461538498E-2,0.96153846153846201,0,0,0,0]
[61,3,0,0,0,1,0,0,0]
[61,4,0,0,0,0,0.75,0.25,0]
[61,5,0,0,0,0,0,1,0]
[61,6,0,0,0,0,0,0,0]
[62,0,0.91304347826086996,8.6956521739130405E-2,0,0,0,0,0]
[62,1,2.3809523809523801E-2,0.97619047619047605,0,0,0,0,0]
[62,2,3.7037037037037E-2,3.7037037037037E-2,0.81481481481481499,0.11111111111111099,0,0,0]
[62,3,0,0,0,1,0,0,0]
[62,4,0,0,0,0,1,0,0]
[62,5,0,0,0,0,0,1,0]
[62,6,0,0,0,0,0,0,0]
[63,0,0.93181818181818199,6.8181818181818205E-2,0,0,0,0,0]
[63,1,2.1739130434782601E-2,0.95652173913043503,2.1739130434782601E-2,0,0,0,0]
[63,2,9.0909090909090898E-2,0.22727272727272699,0.68181818181818199,0,0,0,0]
[63,3,0,0,0.125,0.875,0,0,0]
[63,4,0,0,0,0.66666666666666696,0.33333333333333298,0,0]
[63,5,0,0,0,0,0,1,0]
[63,6,0,0,0,0,0,0,0]
[64,0,0.97727272727272696,2.27272727272727E-2,0,0,0,0,0]
[64,1,3.8461538461538498E-2,0.90384615384615397,3.8461538461538498E-2,1.9230769230769201E-2,0,0,0]
[64,2,0,0,0.94117647058823495,5.8823529411764698E-2,0,0,0]
[64,3,0,0.11111111111111099,0.11111111111111099,0.55555555555555602,0.22222222222222199,0,0]
[64,4,0,0,0,0,1,0,0]
[64,5,0,0,0,0,0,1,0]
[64,6,0,0,0,0,0,0,0]
[65,0,0.95555555555555605,4.4444444444444398E-2,0,0,0,0,0]
[65,1,6.1224489795918401E-2,0.87755102040816302,6.1224489795918401E-2,0,0,0,0]
[65,2,0,0.21052631578947401,0.73684210526315796,5.2631578947368397E-2,0,0,0]
[65,3,0,0.14285714285714299,0,0.85714285714285698,0,0,0]
[65,4,0,0,0,0,1,0,0]
[65,5,0,0,0,0,0,1,0]
[65,6,0,0,0,0,0,0,0]
[66,0,0.91304347826086996,8.6956521739130405E-2,0,0,0,0,0]
[66,1,0.06,0.82,0.12,0,0,0,0]
[66,2,0,5.8823529411764698E-2,0.64705882352941202,0.29411764705882398,0,0,0]
[66,3,0,0.14285714285714299,0,0.57142857142857095,0.28571428571428598,0,0]
[66,4,0,0,0,0.33333333333333298,0.66666666666666696,0,0]
[66,5,0,0,0,0,0,1,0]
[66,6,0,0,0,0,0,0,0]
[67,0,0.95555555555555605,4.4444444444444398E-2,0,0,0,0,0]
[67,1,0.12765957446808501,0.78723404255319196,8.5106382978723402E-2,0,0,0,0]
[67,2,0,5.8823529411764698E-2,0.94117647058823495,0,0,0,0]
[67,3,0,0,0,0.7,0.3,0,0]
[67,4,0,0,0.25,0,0.75,0,0]
[67,5,0,0,0,0,0.5,0.5,0]
[67,6,0,0,0,0,0,0,0]
[68,0,0.93877551020408201,6.1224489795918401E-2,0,0,0,0,0]
[68,1,0,0.97499999999999998,2.5000000000000001E-2,0,0,0,0]
[68,2,0,4.7619047619047603E-2,0.90476190476190499,4.7619047619047603E-2,0,0,0]
[68,3,0,0.14285714285714299,0.14285714285714299,0.57142857142857095,0.14285714285714299,0,0]
[68,4,0,0,0,0.14285714285714299,0.85714285714285698,0,0]
[68,5,0,0,0,0,0,1,0]
[68,6,0,0,0,0,0,0,0]
[69,0,0.934782608695652,6.5217391304347797E-2,0,0,0,0,0]
[69,1,0.11363636363636399,0.84090909090909105,2.27272727272727E-2,2.27272727272727E-2,0,0,0]
[69,2,0,0.14285714285714299,0.80952380952380998,4.7619047619047603E-2,0,0,0]
[69,3,0,0,0,1,0,0,0]
[69,4,0,0,0,0,1,0,0]
[69,5,0,0,0,0,0,1,0]
[69,6,0,0,0,0,0,0,0]
[70,0,1,0,0,0,0,0,0]
[70,1,0.13953488372093001,0.79069767441860495,6.9767441860465101E-2,0,0,0,0]
[70,2,0,5.5555555555555601E-2,0.77777777777777801,0.11111111111111099,5.5555555555555601E-2,0,0]
[70,3,0,0,0.125,0.75,0.125,0,0]
[70,4,0,0,0,0.28571428571428598,0.71428571428571397,0,0]
[70,5,0,0,0,0,0,1,0]
[70,6,0,0,0,0,0,0,0]
[71,0,0.98148148148148195,1.85185185185185E-2,0,0,0,0,0]
[71,1,0.14285714285714299,0.82857142857142896,2.8571428571428598E-2,0,0,0,0]
[71,2,0,0,0.94444444444444398,5.5555555555555601E-2,0,0,0]
[71,3,0,0,0.1,0.9,0,0,0]
[71,4,0,0,0,0,1,0,0]
[71,5,0,0,0,0,0,1,0]
[71,6,0,0,0,0,0,0,0]
[72,0,0.91379310344827602,8.6206896551724102E-2,0,0,0,0,0]
[72,1,6.6666666666666693E-2,0.93333333333333302,0,0,0,0,0]
[72,2,0,0.105263157894737,0.73684210526315796,0.157894736842105,0,0,0]
[72,3,0,0.1,0.1,0.8,0,0,0]
[72,4,0,0,0,0.28571428571428598,0.71428571428571397,0,0]
[72,5,0,0,0,0,0,1,0]
[72,6,0,0,0,0,0,0,0]
[73,0,0.98181818181818203,1.8181818181818198E-2,0,0,0,0,0]
[73,1,0.13888888888888901,0.80555555555555602,5.5555555555555601E-2,0,0,0,0]
[73,2,0,0,1,0,0,0,0]
[73,3,0,0,7.69230769230769E-2,0.92307692307692302,0,0,0]
[73,4,0,0,0,0,1,0,0]
[73,5,0,0,0,0,0,1,0]
[73,6,0,0,0,0,0,0,0]
[74,0,0.94915254237288105,5.0847457627118599E-2,0,0,0,0,0]
[74,1,0,0.96666666666666701,3.3333333333333298E-2,0,0,0,0]
[74,2,0,0.16666666666666699,0.77777777777777801,5.5555555555555601E-2,0,0,0]
[74,3,0,0,0,1,0,0,0]
[74,4,0,0,0,0.4,0.6,0,0]
[74,5,0,0,0,0,0,1,0]
[74,6,0,0,0,0,0,0,0]
[75,0,0.92857142857142905,5.3571428571428603E-2,1.7857142857142901E-2,0,0,0,0]
[75,1,8.5714285714285701E-2,0.8,0.114285714285714,0,0,0,0]
[75,2,0,6.6666666666666693E-2,0.93333333333333302,0,0,0,0]
[75,3,0,0,0.133333333333333,0.86666666666666703,0,0,0]
[75,4,0,0,0,0.33333333333333298,0.33333333333333298,0.33333333333333298,0]
[75,5,0,0,0,0,0,1,0]
[75,6,0,0,0,0,0,0,0]
[76,0,0.98181818181818203,1.8181818181818198E-2,0,0,0,0,0]
[76,1,3.125E-2,0.875,9.375E-2,0,0,0,0]
[76,2,0,0,1,0,0,0,0]
[76,3,0,0,7.1428571428571397E-2,0.85714285714285698,7.1428571428571397E-2,0,0]
[76,4,0,0,0,0,1,0,0]
[76,5,0,0,0,0,0,1,0]
[76,6,0,0,0,0,0,0,0]
[77,0,0.85454545454545505,0.12727272727272701,1.8181818181818198E-2,0,0,0,0]
[77,1,3.4482758620689703E-2,0.931034482758621,3.4482758620689703E-2,0,0,0,0]
[77,2,0,0.08,0.92,0,0,0,0]
[77,3,0,0.16666666666666699,0.16666666666666699,0.58333333333333304,8.3333333333333301E-2,0,0]
[77,4,0,0.5,0,0,0.5,0,0]
[77,5,0,0,0,0,0,1,0]
[77,6,0,0,0,0,0,0,0]
[78,0,0.8125,0.1875,0,0,0,0,0]
[78,1,0.102564102564103,0.84615384615384603,5.1282051282051301E-2,0,0,0,0]
[78,2,0,0.22222222222222199,0.62962962962962998,0.11111111111111099,3.7037037037037E-2,0,0]
[78,3,0,0,0.28571428571428598,0.57142857142857095,0.14285714285714299,0,0]
[78,4,0,0,0,0,0.5,0.5,0]
[78,5,0,0,0,0.5,0,0.5,0]
[78,6,0,0,0,0,0,0,0]
[79,0,0.95348837209302295,4.6511627906976702E-2,0,0,0,0,0]
[79,1,4.1666666666666699E-2,0.91666666666666696,2.0833333333333301E-2,2.0833333333333301E-2,0,0,0]
[79,2,0,9.5238095238095205E-2,0.85714285714285698,4.7619047619047603E-2,0,0,0]
[79,3,0,0,0.125,0.625,0.25,0,0]
[79,4,0,0,0,0,1,0,0]
[79,5,0,0,0,0,0.5,0.5,0]
[79,6,0,0,0,0,0,0,0]
[80,0,0.97674418604651203,2.32558139534884E-2,0,0,0,0,0]
[80,1,8.3333333333333301E-2,0.875,4.1666666666666699E-2,0,0,0,0]
[80,2,0.15,0.15,0.65,0.05,0,0,0]
[80,3,0,0,0,0.57142857142857095,0.28571428571428598,0.14285714285714299,0]
[80,4,0,0,0,0,1,0,0]
[80,5,0,0,1,0,0,0,0]
[80,6,0,0,0,0,0,0,0]
[81,0,0.91836734693877597,8.1632653061224497E-2,0,0,0,0,0]
[81,1,8.6956521739130405E-2,0.89130434782608703,2.1739130434782601E-2,0,0,0,0]
[81,2,0,0,0.8125,0.1875,0,0,0]
[81,3,0,0,0.2,0.8,0,0,0]
[81,4,0.125,0,0.125,0.125,0.625,0,0]
[81,5,0,0,0,0,0,1,0]
[81,6,0,0,0,0,0,0,0]
[82,0,0.96,0.04,0,0,0,0,0]
[82,1,6.6666666666666693E-2,0.91111111111111098,2.2222222222222199E-2,0,0,0,0]
[82,2,6.25E-2,6.25E-2,0.8125,6.25E-2,0,0,0]
[82,3,0,0,0.125,0.875,0,0,0]
[82,4,0,0,0,0.4,0.6,0,0]
[82,5,0,0,0,1,0,0,0]
[82,6,0,0,0,0,0,0,0]
[83,0,0.98076923076923095,1.9230769230769201E-2,0,0,0,0,0]
[83,1,0.13636363636363599,0.81818181818181801,4.5454545454545497E-2,0,0,0,0]
[83,2,0,6.6666666666666693E-2,0.86666666666666703,6.6666666666666693E-2,0,0,0]
[83,3,0,0,0,1,0,0,0]
[83,4,0,0,0,0.33333333333333298,0.66666666666666696,0,0]
[83,5,0,0,0,0,0,0,0]
[83,6,0,0,0,0,0,0,0]
[84,0,0.89473684210526305,8.7719298245614002E-2,1.7543859649122799E-2,0,0,0,0]
[84,1,0.13157894736842099,0.84210526315789502,2.6315789473684199E-2,0,0,0,0]
[84,2,0,0,0.86666666666666703,0.133333333333333,0,0,0]
[84,3,7.69230769230769E-2,0,0.30769230769230799,0.38461538461538503,0.230769230769231,0,0]
[84,4,0,0,0,0,1,0,0]
[84,5,0,0,0,0,0,0,0]
[84,6,0,0,0,0,0,0,0]
[85,0,0.96491228070175405,3.5087719298245598E-2,0,0,0,0,0]
[85,1,0,0.97297297297297303,2.7027027027027001E-2,0,0,0,0]
[85,2,0,5.2631578947368397E-2,0.89473684210526305,5.2631578947368397E-2,0,0,0]
[85,3,0,0,0.28571428571428598,0.71428571428571397,0,0,0]
[85,4,0,0,0,0.2,0.8,0,0]
[85,5,0,0,0,0,0,0,0]
[85,6,0,0,0,0,0,0,0]
[86,0,0.94545454545454499,3.6363636363636397E-2,1.8181818181818198E-2,0,0,0,0]
[86,1,2.5641025641025599E-2,0.97435897435897401,0,0,0,0,0]
[86,2,0,0.15,0.8,0.05,0,0,0]
[86,3,0,0,0,1,0,0,0]
[86,4,0,0,0,0,1,0,0]
[86,5,0,0,0,0,0,0,0]
[86,6,0,0,0,0,0,0,0]
[87,0,0.96226415094339601,3.77358490566038E-2,0,0,0,0,0]
[87,1,0.186046511627907,0.79069767441860495,0,2.32558139534884E-2,0,0,0]
[87,2,0,5.8823529411764698E-2,0.82352941176470595,0.11764705882352899,0,0,0]
[87,3,0,0,0.25,0.375,0.25,0.125,0]
[87,4,0,0,0,0,1,0,0]
[87,5,0,0,0,0,0,0,0]
[87,6,0,0,0,0,0,0,0]
[88,0,0.94915254237288105,5.0847457627118599E-2,0,0,0,0,0]
[88,1,2.7027027027027001E-2,0.91891891891891897,5.4054054054054099E-2,0,0,0,0]
[88,2,0,0,1,0,0,0,0]
[88,3,0,0,0,1,0,0,0]
[88,4,0,0,0,0.16666666666666699,0.83333333333333304,0,0]
[88,5,0,0,0,0,0,1,0]
[88,6,0,0,0,0,0,0,0]
[89,0,0.96491228070175405,3.5087719298245598E-2,0,0,0,0,0]
[89,1,0.135135135135135,0.83783783783783805,2.7027027027027001E-2,0,0,0,0]
[89,2,0,0,0.88888888888888895,0.11111111111111099,0,0,0]
[89,3,0,0,0.28571428571428598,0.57142857142857095,0,0.14285714285714299,0]
[89,4,0,0,0,0,1,0,0]
[89,5,0,0,0,0,0,1,0]
[89,6,0,0,0,0,0,0,0]
[90,0,0.93333333333333302,6.6666666666666693E-2,0,0,0,0,0]
[90,1,0.15151515151515199,0.78787878787878796,6.0606060606060601E-2,0,0,0,0]
[90,2,0,0.105263157894737,0.78947368421052599,0.105263157894737,0,0,0]
[90,3,0,0.16666666666666699,0.5,0.33333333333333298,0,0,0]
[90,4,0,0,0,0,1,0,0]
[90,5,0,0,0,0.5,0.5,0,0]
[90,6,0,0,0,0,0,0,0]
[91,0,0.86885245901639296,9.8360655737704902E-2,3.2786885245901599E-2,0,0,0,0]
[91,1,6.0606060606060601E-2,0.84848484848484895,9.0909090909090898E-2,0,0,0,0]
[91,2,0,0.05,0.8,0.15,0,0,0]
[91,3,0,0,0.2,0.6,0.2,0,0]
[91,4,0,0,0,0,0.83333333333333304,0.16666666666666699,0]
[91,5,0,0,0,0,0,0,0]
[91,6,0,0,0,0,0,0,0]
[92,0,0.85454545454545505,0.12727272727272701,1.8181818181818198E-2,0,0,0,0]
[92,1,0,0.74285714285714299,0.2,5.7142857142857099E-2,0,0,0]
[92,2,0,9.0909090909090898E-2,0.72727272727272696,0.18181818181818199,0,0,0]
[92,3,0,0,0,0.83333333333333304,0.16666666666666699,0,0]
[92,4,0,0,0,0.16666666666666699,0.83333333333333304,0,0]
[92,5,0,0,0,1,0,0,0]
[92,6,0,0,0,0,0,0,0]
[93,0,0.78723404255319196,0.14893617021276601,4.2553191489361701E-2,0,2.1276595744680899E-2,0,0]
[93,1,2.8571428571428598E-2,0.74285714285714299,0.14285714285714299,8.5714285714285701E-2,0,0,0]
[93,2,0,0,0.79166666666666696,0.20833333333333301,0,0,0]
[93,3,0,0,0.15384615384615399,0.69230769230769196,0.15384615384615399,0,0]
[93,4,0,0,0.16666666666666699,0,0.83333333333333304,0,0]
[93,5,0,0,0,0,0,0,0]
[93,6,0,0,0,0,0,0,0]
[94,0,0.81578947368421095,0.13157894736842099,5.2631578947368397E-2,0,0,0,0]
[94,1,9.0909090909090898E-2,0.75757575757575801,9.0909090909090898E-2,6.0606060606060601E-2,0,0,0]
[94,2,3.4482758620689703E-2,6.8965517241379296E-2,0.72413793103448298,0.17241379310344801,0,0,0]
[94,3,0,0,5.8823529411764698E-2,0.82352941176470595,0.11764705882352899,0,0]
[94,4,0,0,0,0.125,0.875,0,0]
[94,5,0,0,0,0,0,0,0]
[94,6,0,0,0,0,0,0,0]
[95,0,0.8,0.17142857142857101,2.8571428571428598E-2,0,0,0,0]
[95,1,9.375E-2,0.5625,0.21875,9.375E-2,3.125E-2,0,0]
[95,2,0,0.11111111111111099,0.66666666666666696,0.18518518518518501,3.7037037037037E-2,0,0]
[95,3,0,9.0909090909090898E-2,0.13636363636363599,0.63636363636363602,9.0909090909090898E-2,4.5454545454545497E-2,0]
[95,4,0,0,0.11111111111111099,0.11111111111111099,0.77777777777777801,0,0]
[95,5,0,0,0,0,0,0,0]
[95,6,0,0,0,0,0,0,0]
[96,0,0.54838709677419395,0.25806451612903197,0.16129032258064499,0,3.2258064516128997E-2,0,0]
[96,1,0.10344827586206901,0.48275862068965503,0.24137931034482801,0.13793103448275901,3.4482758620689703E-2,0,0]
[96,2,0,0.2,0.46666666666666701,0.2,0.1,3.3333333333333298E-2,0]
[96,3,4.3478260869565202E-2,0,0.30434782608695699,0.39130434782608697,0.217391304347826,4.3478260869565202E-2,0]
[96,4,0,0,0,9.0909090909090898E-2,0.90909090909090895,0,0]
[96,5,0,0,0,0,0,1,0]
[96,6,0,0,0,0,0,0,0]
[97,0,0.80952380952380998,9.5238095238095205E-2,9.5238095238095205E-2,0,0,0,0]
[97,1,7.1428571428571397E-2,0.78571428571428603,0.14285714285714299,0,0,0,0]
[97,2,0,9.0909090909090898E-2,0.69696969696969702,0.15151515151515199,6.0606060606060601E-2,0,0]
[97,3,0,0,0.05,0.95,0,0,0]
[97,4,0,0,0.05,0.1,0.85,0,0]
[97,5,0,0,0,0,0,1,0]
[97,6,0,0,0,0,0,0,0]
[98,0,0.94736842105263197,5.2631578947368397E-2,0,0,0,0,0]
[98,1,7.4074074074074098E-2,0.74074074074074103,0.18518518518518501,0,0,0,0]
[98,2,0,0.12903225806451599,0.80645161290322598,6.4516129032258104E-2,0,0,0]
[98,3,0,0,0.15384615384615399,0.80769230769230804,3.8461538461538498E-2,0,0]
[98,4,0,0,0,0.105263157894737,0.84210526315789502,5.2631578947368397E-2,0]
[98,5,0,0,0,0,0.33333333333333298,0.66666666666666696,0]
[98,6,0,0,0,0,0,0,0]
[99,0,0.7,0.3,0,0,0,0,0]
[99,1,0.04,0.8,0.16,0,0,0,0]
[99,2,2.9411764705882401E-2,0.11764705882352899,0.76470588235294101,5.8823529411764698E-2,2.9411764705882401E-2,0,0]
[99,3,0,0,0.08,0.8,0.12,0,0]
[99,4,0,0,0,0.16666666666666699,0.83333333333333304,0,0]
[99,5,0,0,0,0,0,1,0]
[99,6,0,0,0,0,0,0,0]
[100,0,0.8125,0.125,6.25E-2,0,0,0,0]
[100,1,3.3333333333333298E-2,0.76666666666666705,0.16666666666666699,3.3333333333333298E-2,0,0,0]
[100,2,0,6.25E-2,0.8125,0.125,0,0,0]
[100,3,0,0,0,0.88,0.04,0.08,0]
[100,4,0,0,0,5.2631578947368397E-2,0.84210526315789502,0.105263157894737,0]
[100,5,0,0,0,0,0,1,0]
[100,6,0,0,0,0,0,0,0]
[101,0,0.64285714285714302,0.14285714285714299,0.14285714285714299,7.1428571428571397E-2,0,0,0]
[101,1,3.7037037037037E-2,0.85185185185185197,7.4074074074074098E-2,3.7037037037037E-2,0,0,0]
[101,2,0,9.375E-2,0.75,0.125,3.125E-2,0,0]
[101,3,0,0,3.5714285714285698E-2,0.92857142857142905,3.5714285714285698E-2,0,0]
[101,4,0,0,0,0.11764705882352899,0.82352941176470595,5.8823529411764698E-2,0]
[101,5,0,0,0,0,0.14285714285714299,0.85714285714285698,0]
[101,6,0,0,0,0,0,0,0]
[102,0,0.8,0.1,0.1,0,0,0,0]
[102,1,3.5714285714285698E-2,0.67857142857142905,0.25,3.5714285714285698E-2,0,0,0]
[102,2,0,0.13793103448275901,0.51724137931034497,0.17241379310344801,0.17241379310344801,0,0]
[102,3,0,2.9411764705882401E-2,0.14705882352941199,0.67647058823529405,0.11764705882352899,2.9411764705882401E-2,0]
[102,4,0,0,0,0.17647058823529399,0.82352941176470595,0,0]
[102,5,0,0,0,0,0.14285714285714299,0.85714285714285698,0]
[102,6,0,0,0,0,0,0,0]
[103,0,0.33333333333333298,0.55555555555555602,0.11111111111111099,0,0,0,0]
[103,1,0.04,0.76,0.16,0.04,0,0,0]
[103,2,0,3.5714285714285698E-2,0.75,0.214285714285714,0,0,0]
[103,3,0,0,0.125,0.53125,0.3125,3.125E-2,0]
[103,4,0,0,0,0.16666666666666699,0.79166666666666696,4.1666666666666699E-2,0]
[103,5,0,0,0,0,0,1,0]
[103,6,0,0,0,0,0,0,0]
[104,0,1,0,0,0,0,0,0]
[104,1,0.04,0.68,0.12,0.08,0.08,0,0]
[104,2,0,0.1,0.7,0.2,0,0,0]
[104,3,0,0,0.17857142857142899,0.75,7.1428571428571397E-2,0,0]
[104,4,0,0,0,0.13793103448275901,0.79310344827586199,6.8965517241379296E-2,0]
[104,5,0,0,0,0,0.11111111111111099,0.88888888888888895,0]
[104,6,0,0,0,0,0,0,0]
[105,0,0.4,0.4,0.2,0,0,0,0]
[105,1,0,0.8,0.2,0,0,0,0]
[105,2,0,0,0.72413793103448298,0.27586206896551702,0,0,0]
[105,3,0,0,9.0909090909090898E-2,0.78787878787878796,0.12121212121212099,0,0]
[105,4,0,0,0,0.17857142857142899,0.75,7.1428571428571397E-2,0]
[105,5,0,0,0,0,0,1,0]
[105,6,0,0,0,0,0,0,0]
[106,0,0,0.5,0.5,0,0,0,0]
[106,1,5.5555555555555601E-2,0.83333333333333304,0.11111111111111099,0,0,0,0]
[106,2,0,0,0.75862068965517204,0.20689655172413801,3.4482758620689703E-2,0,0]
[106,3,0,0,0.102564102564103,0.74358974358974395,0.102564102564103,5.1282051282051301E-2,0]
[106,4,0,0,0.04,0.04,0.8,0.12,0]
[106,5,0,0,0,0,8.3333333333333301E-2,0.91666666666666696,0]
[106,6,0,0,0,0,0,0,0]
[107,0,1,0,0,0,0,0,0]
[107,1,6.25E-2,0.75,0.1875,0,0,0,0]
[107,2,3.3333333333333298E-2,3.3333333333333298E-2,0.6,0.33333333333333298,0,0,0]
[107,3,0,0,8.3333333333333301E-2,0.77777777777777801,0.11111111111111099,2.7777777777777801E-2,0]
[107,4,0,0,3.8461538461538498E-2,7.69230769230769E-2,0.88461538461538503,0,0]
[107,5,0,0,0,6.25E-2,0.125,0.8125,0]
[107,6,0,0,0,0,0,0,0]
[108,0,1,0,0,0,0,0,0]
[108,1,0,0.61538461538461497,7.69230769230769E-2,0.230769230769231,0,7.69230769230769E-2,0]
[108,2,0,0,0.64,0.24,0.12,0,0]
[108,3,0,2.4390243902439001E-2,0.146341463414634,0.68292682926829296,0.12195121951219499,2.4390243902439001E-2,0]
[108,4,0,3.4482758620689703E-2,0.10344827586206901,0.27586206896551702,0.51724137931034497,6.8965517241379296E-2,0]
[108,5,0,0,0,0,7.1428571428571397E-2,0.92857142857142905,0]
[108,6,0,0,0,0,0,0,0]
[109,0,0.66666666666666696,0.33333333333333298,0,0,0,0,0]
[109,1,0.1,0.6,0.1,0.2,0,0,0]
[109,2,0,7.69230769230769E-2,0.84615384615384603,7.69230769230769E-2,0,0,0]
[109,3,0,0,6.6666666666666693E-2,0.844444444444444,8.8888888888888906E-2,0,0]
[109,4,0,0,0,8.3333333333333301E-2,0.91666666666666696,0,0]
[109,5,0,0,0,5.8823529411764698E-2,0,0.94117647058823495,0]
[109,6,0,0,0,0,0,0,0]
[110,0,1,0,0,0,0,0,0]
[110,1,0,0.77777777777777801,0.22222222222222199,0,0,0,0]
[110,2,0,3.8461538461538498E-2,0.80769230769230804,0.15384615384615399,0,0,0]
[110,3,0,0,8.8888888888888906E-2,0.71111111111111103,0.2,0,0]
[110,4,0,3.8461538461538498E-2,3.8461538461538498E-2,0.115384615384615,0.73076923076923095,7.69230769230769E-2,0]
[110,5,0,0,0,6.25E-2,0.125,0.8125,0]
[110,6,0,0,0,0,0,0,0]
[111,0,1,0,0,0,0,0,0]
[111,1,0,0.66666666666666696,0.11111111111111099,0.11111111111111099,0.11111111111111099,0,0]
[111,2,3.5714285714285698E-2,0.107142857142857,0.71428571428571397,0.14285714285714299,0,0,0]
[111,3,0,0,0.125,0.67500000000000004,0.17499999999999999,2.5000000000000001E-2,0]
[111,4,0,0,0,0.1,0.8,0.1,0]
[111,5,0,0,0,0,6.6666666666666693E-2,0.93333333333333302,0]
[111,6,0,0,0,0,0,0,0]
[112,0,0.75,0.25,0,0,0,0,0]
[112,1,0.11111111111111099,0.77777777777777801,0,0.11111111111111099,0,0,0]
[112,2,0,7.69230769230769E-2,0.80769230769230804,0.115384615384615,0,0,0]
[112,3,0,2.8571428571428598E-2,0.14285714285714299,0.65714285714285703,0.17142857142857101,0,0]
[112,4,6.0606060606060601E-2,0,0,6.0606060606060601E-2,0.81818181818181801,6.0606060606060601E-2,0]
[112,5,0,0,0,0,0.11111111111111099,0.88888888888888895,0]
[112,6,0,0,0,0,0,0,0]
[113,0,1,0,0,0,0,0,0]
[113,1,0,0.90909090909090895,9.0909090909090898E-2,0,0,0,0]
[113,2,0,7.69230769230769E-2,0.88461538461538503,3.8461538461538498E-2,0,0,0]
[113,3,0,0,0.10344827586206901,0.79310344827586199,0.10344827586206901,0,0]
[113,4,0,0,5.7142857142857099E-2,5.7142857142857099E-2,0.85714285714285698,2.8571428571428598E-2,0]
[113,5,0,0,0,0,0.11111111111111099,0.88888888888888895,0]
[113,6,0,0,0,0,0,0,0]
[114,0,1,0,0,0,0,0,0]
[114,1,0,0.66666666666666696,0.25,8.3333333333333301E-2,0,0,0]
[114,2,0,0.10344827586206901,0.72413793103448298,0.17241379310344801,0,0,0]
[114,3,0,0,0.269230769230769,0.57692307692307698,0.15384615384615399,0,0]
[114,4,5.7142857142857099E-2,0,2.8571428571428598E-2,0.34285714285714303,0.51428571428571401,5.7142857142857099E-2,0]
[114,5,0,0,0,0.17647058823529399,0.29411764705882398,0.52941176470588203,0]
[114,6,0,0,0,0,0,0,0]
[115,0,1,0,0,0,0,0,0]
[115,1,9.0909090909090898E-2,0.81818181818181801,9.0909090909090898E-2,0,0,0,0]
[115,2,6.25E-2,0,0.75,0.1875,0,0,0]
[115,3,0,8.3333333333333301E-2,5.5555555555555601E-2,0.80555555555555602,2.7777777777777801E-2,2.7777777777777801E-2,0]
[115,4,0,0,0,7.4074074074074098E-2,0.88888888888888895,3.7037037037037E-2,0]
[115,5,0,0,0,0,0,1,0]
[115,6,0,0,0,0,0,0,0]
[116,0,0.90909090909090895,9.0909090909090898E-2,0,0,0,0,0]
[116,1,8.3333333333333301E-2,0.75,0.16666666666666699,0,0,0,0]
[116,2,0,7.4074074074074098E-2,0.81481481481481499,7.4074074074074098E-2,3.7037037037037E-2,0,0]
[116,3,0,5.4054054054054099E-2,0.135135135135135,0.72972972972973005,8.1081081081081099E-2,0,0]
[116,4,0,0,0.04,0.16,0.8,0,0]
[116,5,0,0,0,7.69230769230769E-2,0,0.92307692307692302,0]
[116,6,0,0,0,0,0,0,0]
[117,0,0.90909090909090895,9.0909090909090898E-2,0,0,0,0,0]
[117,1,0,0.78571428571428603,0.14285714285714299,7.1428571428571397E-2,0,0,0]
[117,2,0,0.133333333333333,0.76666666666666705,6.6666666666666693E-2,3.3333333333333298E-2,0,0]
[117,3,0,0,0.11764705882352899,0.76470588235294101,8.8235294117647106E-2,2.9411764705882401E-2,0]
[117,4,0,0,8.3333333333333301E-2,0.20833333333333301,0.66666666666666696,4.1666666666666699E-2,0]
[117,5,0,0,8.3333333333333301E-2,0,0.25,0.66666666666666696,0]
[117,6,0,0,0,0,0,0,0]
[118,0,0.9,0,0.1,0,0,0,0]
[118,1,0.125,0.875,0,0,0,0,0]
[118,2,0,6.25E-2,0.90625,3.125E-2,0,0,0]
[118,3,0,0,2.9411764705882401E-2,0.85294117647058798,0.11764705882352899,0,0]
[118,4,0,0,0,8.6956521739130405E-2,0.86956521739130399,4.3478260869565202E-2,0]
[118,5,0,0,0,0,0.2,0.8,0]
[118,6,0,0,0,0,0,0,0]
[119,0,1,0,0,0,0,0,0]
[119,1,0,0.9375,6.25E-2,0,0,0,0]
[119,2,3.2258064516128997E-2,6.4516129032258104E-2,0.83870967741935498,3.2258064516128997E-2,3.2258064516128997E-2,0,0]
[119,3,0,0,0,0.90625,9.375E-2,0,0]
[119,4,0,0,0,7.69230769230769E-2,0.88461538461538503,3.8461538461538498E-2,0]
[119,5,0,0,0,0,0,1,0]
[119,6,0,0,0,0,0,0,0]
[120,0,0.83333333333333304,8.3333333333333301E-2,8.3333333333333301E-2,0,0,0,0]
[120,1,0.11764705882352899,0.76470588235294101,5.8823529411764698E-2,0,5.8823529411764698E-2,0,0]
[120,2,0,3.7037037037037E-2,0.77777777777777801,0.148148148148148,3.7037037037037E-2,0,0]
[120,3,0,6.25E-2,0.125,0.6875,0.125,0,0]
[120,4,0,0,0,0.18518518518518501,0.74074074074074103,7.4074074074074098E-2,0]
[120,5,0,0,0,0,0.1,0.9,0]
[120,6,0,0,0,0,0,0,0]
[121,0,0.83333333333333304,8.3333333333333301E-2,0,8.3333333333333301E-2,0,0,0]
[121,1,0,0.70588235294117696,0.17647058823529399,5.8823529411764698E-2,5.8823529411764698E-2,0,0]
[121,2,3.7037037037037E-2,3.7037037037037E-2,0.77777777777777801,0.11111111111111099,3.7037037037037E-2,0,0]
[121,3,0,0,3.2258064516128997E-2,0.77419354838709697,0.19354838709677399,0,0]
[121,4,0,0,0,3.7037037037037E-2,0.96296296296296302,0,0]
[121,5,0,0,0,0,0,1,0]
[121,6,0,0,0,0,0,0,0]
[122,0,1,0,0,0,0,0,0]
[122,1,0.14285714285714299,0.85714285714285698,0,0,0,0,0]
[122,2,0,0.04,0.88,0.08,0,0,0]
[122,3,0,0,0.133333333333333,0.8,6.6666666666666693E-2,0,0]
[122,4,0,0,0,0.11764705882352899,0.76470588235294101,0.11764705882352899,0]
[122,5,0,0,0,0,9.0909090909090898E-2,0.90909090909090895,0]
[122,6,0,0,0,0,0,0,0]
[123,0,0.84615384615384603,0,7.69230769230769E-2,7.69230769230769E-2,0,0,0]
[123,1,0,0.92307692307692302,7.69230769230769E-2,0,0,0,0]
[123,2,0,0,0.88461538461538503,7.69230769230769E-2,0,3.8461538461538498E-2,0]
[123,3,0,0,0.16666666666666699,0.76666666666666705,6.6666666666666693E-2,0,0]
[123,4,0,0,0,0.17241379310344801,0.72413793103448298,0.10344827586206901,0]
[123,5,0,0,0,0,7.1428571428571397E-2,0.92857142857142905,0]
[123,6,0,0,0,0,0,0,0]
[124,0,1,0,0,0,0,0,0]
[124,1,0,0.83333333333333304,0.16666666666666699,0,0,0,0]
[124,2,0,0,0.86666666666666703,0.133333333333333,0,0,0]
[124,3,0,0,3.2258064516128997E-2,0.83870967741935498,9.6774193548387094E-2,3.2258064516128997E-2,0]
[124,4,0,0,0,4.1666666666666699E-2,0.91666666666666696,4.1666666666666699E-2,0]
[124,5,0,0,0,0,0,1,0]
[124,6,0,0,0,0,0,0,0]
[125,0,0.72727272727272696,0.18181818181818199,9.0909090909090898E-2,0,0,0,0]
[125,1,0.1,0.8,0,0,0.1,0,0]
[125,2,0,0.10344827586206901,0.79310344827586199,0.10344827586206901,0,0,0]
[125,3,0,0,6.4516129032258104E-2,0.83870967741935498,9.6774193548387094E-2,0,0]
[125,4,0,0,0,0.16,0.8,0.04,0]
[125,5,0,0,5.2631578947368397E-2,0.105263157894737,0.21052631578947401,0.63157894736842102,0]
[125,6,0,0,0,0,0,0,0]
[126,0,0.88888888888888895,0.11111111111111099,0,0,0,0,0]
[126,1,7.69230769230769E-2,0.69230769230769196,0.15384615384615399,7.69230769230769E-2,0,0,0]
[126,2,0,7.4074074074074098E-2,0.74074074074074103,0.18518518518518501,0,0,0]
[126,3,0,0,0.114285714285714,0.77142857142857102,0.114285714285714,0,0]
[126,4,0,0,3.5714285714285698E-2,0.14285714285714299,0.71428571428571397,0.107142857142857,0]
[126,5,0,0,0,0,0.30769230769230799,0.69230769230769196,0]
[126,6,0,0,0,0,0,0,0]
[127,0,0.66666666666666696,0.22222222222222199,0.11111111111111099,0,0,0,0]
[127,1,0,0.83333333333333304,0.16666666666666699,0,0,0,0]
[127,2,0,0.11111111111111099,0.81481481481481499,7.4074074074074098E-2,0,0,0]
[127,3,0,0,0.135135135135135,0.70270270270270296,0.162162162162162,0,0]
[127,4,0,0,3.5714285714285698E-2,0.107142857142857,0.82142857142857095,3.5714285714285698E-2,0]
[127,5,0,0,0,0,0.16666666666666699,0.83333333333333304,0]
[127,6,0,0,0,0,0,0,0]
[128,0,1,0,0,0,0,0,0]
[128,1,0,1,0,0,0,0,0]
[128,2,0,3.2258064516128997E-2,0.83870967741935498,9.6774193548387094E-2,3.2258064516128997E-2,0,0]
[128,3,0,3.2258064516128997E-2,6.4516129032258104E-2,0.77419354838709697,0.12903225806451599,0,0]
[128,4,0,0,0,0.25806451612903197,0.70967741935483897,3.2258064516128997E-2,0]
[128,5,0,0,0,0,0.18181818181818199,0.81818181818181801,0]
[128,6,0,0,0,0,0,0,0]
[129,0,1,0,0,0,0,0,0]
[129,1,0,0.76470588235294101,0.17647058823529399,5.8823529411764698E-2,0,0,0]
[129,2,0,0.107142857142857,0.82142857142857095,3.5714285714285698E-2,3.5714285714285698E-2,0,0]
[129,3,0,0,0.114285714285714,0.8,8.5714285714285701E-2,0,0]
[129,4,0,3.4482758620689703E-2,3.4482758620689703E-2,0.13793103448275901,0.75862068965517204,3.4482758620689703E-2,0]
[129,5,0,0,0,0,0.5,0.5,0]
[129,6,0,0,0,0,0,0,0]
[130,0,0.83333333333333304,0.16666666666666699,0,0,0,0,0]
[130,1,0,0.76470588235294101,0.17647058823529399,5.8823529411764698E-2,0,0,0]
[130,2,0,9.6774193548387094E-2,0.90322580645161299,0,0,0,0]
[130,3,0,2.9411764705882401E-2,5.8823529411764698E-2,0.79411764705882304,0.11764705882352899,0,0]
[130,4,0,0,0,0.225806451612903,0.74193548387096797,3.2258064516128997E-2,0]
[130,5,0,0,0,0.16666666666666699,0.33333333333333298,0.5,0]
[130,6,0,0,0,0,0,0,0]
[131,0,1,0,0,0,0,0,0]
[131,1,0.16666666666666699,0.77777777777777801,5.5555555555555601E-2,0,0,0,0]
[131,2,3.03030303030303E-2,3.03030303030303E-2,0.78787878787878796,0.15151515151515199,0,0,0]
[131,3,0,0,0.194444444444444,0.75,5.5555555555555601E-2,0,0]
[131,4,0,3.4482758620689703E-2,6.8965517241379296E-2,0.24137931034482801,0.55172413793103403,0.10344827586206901,0]
[131,5,0,0,0.25,0,0,0.75,0]
[131,6,0,0,0,0,0,0,0]
[132,0,1,0,0,0,0,0,0]
[132,1,0.125,0.625,0.25,0,0,0,0]
[132,2,0,0.35135135135135098,0.51351351351351304,0.108108108108108,2.7027027027027001E-2,0,0]
[132,3,2.5641025641025599E-2,0.128205128205128,0.17948717948717899,0.487179487179487,0.17948717948717899,0,0]
[132,4,5.5555555555555601E-2,5.5555555555555601E-2,5.5555555555555601E-2,0.33333333333333298,0.44444444444444398,5.5555555555555601E-2,0]
[132,5,0,0,0.33333333333333298,0,0.16666666666666699,0.5,0]
[132,6,0,0,0,0,0,0,0]
[133,0,0.92307692307692302,0,7.69230769230769E-2,0,0,0,0]
[133,1,3.4482758620689703E-2,0.86206896551724099,6.8965517241379296E-2,0,3.4482758620689703E-2,0,0]
[133,2,3.03030303030303E-2,0.12121212121212099,0.75757575757575801,9.0909090909090898E-2,0,0,0]
[133,3,0,0,0.24137931034482801,0.72413793103448298,3.4482758620689703E-2,0,0]
[133,4,0,0,0,5.8823529411764698E-2,0.88235294117647101,5.8823529411764698E-2,0]
[133,5,0,0,0,0,0.25,0.75,0]
[133,6,0,0,0,0,0,0,0]
[134,0,1,0,0,0,0,0,0]
[134,1,0.13793103448275901,0.86206896551724099,0,0,0,0,0]
[134,2,5.7142857142857099E-2,5.7142857142857099E-2,0.85714285714285698,2.8571428571428598E-2,0,0,0]
[134,3,0,0,0.08,0.92,0,0,0]
[134,4,0,0,0.11111111111111099,0.33333333333333298,0.5,5.5555555555555601E-2,0]
[134,5,0,0,0,0,0.25,0.75,0]
[134,6,0,0,0,0,0,0,0]
[135,0,0.95,0.05,0,0,0,0,0]
[135,1,7.4074074074074098E-2,0.88888888888888895,3.7037037037037E-2,0,0,0,0]
[135,2,2.9411764705882401E-2,0.17647058823529399,0.73529411764705899,2.9411764705882401E-2,2.9411764705882401E-2,0,0]
[135,3,0,3.3333333333333298E-2,0.2,0.7,6.6666666666666693E-2,0,0]
[135,4,0,0,0.2,0.3,0.5,0,0]
[135,5,0,0,0,0,0.5,0.5,0]
[135,6,0,0,0,0,0,0,0]
[136,0,1,0,0,0,0,0,0]
[136,1,9.375E-2,0.875,3.125E-2,0,0,0,0]
[136,2,0,0.17647058823529399,0.79411764705882304,2.9411764705882401E-2,0,0,0]
[136,3,0,0.04,0.12,0.8,0.04,0,0]
[136,4,0,0,0,0,0.9,0.1,0]
[136,5,0,0,0,0,0,1,0]
[136,6,0,0,0,0,0,0,0]
[137,0,0.92,0.08,0,0,0,0,0]
[137,1,0.14285714285714299,0.82857142857142896,2.8571428571428598E-2,0,0,0,0]
[137,2,3.2258064516128997E-2,0.16129032258064499,0.74193548387096797,6.4516129032258104E-2,0,0,0]
[137,3,0,4.7619047619047603E-2,0.28571428571428598,0.66666666666666696,0,0,0]
[137,4,0,0,0,0.2,0.8,0,0]
[137,5,0,0,0,0,0,1,0]
[137,6,0,0,0,0,0,0,0]
[138,0,0.931034482758621,3.4482758620689703E-2,3.4482758620689703E-2,0,0,0,0]
[138,1,0.24324324324324301,0.67567567567567599,8.1081081081081099E-2,0,0,0,0]
[138,2,0.133333333333333,0.4,0.46666666666666701,0,0,0,0]
[138,3,0,0.11111111111111099,0.16666666666666699,0.72222222222222199,0,0,0]
[138,4,0,0,0.25,0.5,0.25,0,0]
[138,5,0,0,0,0,0.33333333333333298,0.66666666666666696,0]
[138,6,0,0,0,0,0,0,0]
[139,0,0.97499999999999998,2.5000000000000001E-2,0,0,0,0,0]
[139,1,0.17499999999999999,0.77500000000000002,0.05,0,0,0,0]
[139,2,0,0.217391304347826,0.60869565217391297,0.173913043478261,0,0,0]
[139,3,0,0,0.29411764705882398,0.70588235294117696,0,0,0]
[139,4,0,0,0.33333333333333298,0.33333333333333298,0.33333333333333298,0,0]
[139,5,0,0,0,0,0.5,0.5,0]
[139,6,0,0,0,0,0,0,0]
[140,0,0.97826086956521696,2.1739130434782601E-2,0,0,0,0,0]
[140,1,0.21621621621621601,0.72972972972973005,5.4054054054054099E-2,0,0,0,0]
[140,2,4.5454545454545497E-2,0.27272727272727298,0.68181818181818199,0,0,0,0]
[140,3,0,5.8823529411764698E-2,0.47058823529411797,0.29411764705882398,0.17647058823529399,0,0]
[140,4,0,0.5,0,0.5,0,0,0]
[140,5,0,0,0,0,0,1,0]
[140,6,0,0,0,0,0,0,0]
[141,0,0.92592592592592604,7.4074074074074098E-2,0,0,0,0,0]
[141,1,0.22222222222222199,0.66666666666666696,8.3333333333333301E-2,2.7777777777777801E-2,0,0,0]
[141,2,0.08,0.24,0.56000000000000005,0.12,0,0,0]
[141,3,0,0,0.66666666666666696,0.33333333333333298,0,0,0]
[141,4,0,0,0,0.33333333333333298,0.66666666666666696,0,0]
[141,5,0,0,0,0,0,1,0]
[141,6,0,0,0,0,0,0,0]
[142,0,1,0,0,0,0,0,0]
[142,1,0.20588235294117599,0.76470588235294101,2.9411764705882401E-2,0,0,0,0]
[142,2,0,0.238095238095238,0.76190476190476197,0,0,0,0]
[142,3,0.14285714285714299,0,0.14285714285714299,0.71428571428571397,0,0,0]
[142,4,0,0.5,0,0,0.5,0,0]
[142,5,0,0,0,0,0,1,0]
[142,6,0,0,0,0,0,0,0]
[143,0,1,0,0,0,0,0,0]
[143,1,0.25,0.75,0,0,0,0,0]
[143,2,5.5555555555555601E-2,5.5555555555555601E-2,0.88888888888888895,0,0,0,0]
[143,3,0,0,0.6,0.4,0,0,0]
[143,4,0,0,0,0,1,0,0]
[143,5,0,0,0,0,0,1,0]
[143,6,0,0,0,0,0,0,0]
[144,0,0.97402597402597402,1.2987012987013E-2,1.2987012987013E-2,0,0,0,0]
[144,1,0.32,0.6,0.08,0,0,0,0]
[144,2,5.2631578947368397E-2,0.31578947368421101,0.57894736842105299,5.2631578947368397E-2,0,0,0]
[144,3,0.5,0,0.5,0,0,0,0]
[144,4,0,0,0,0,1,0,0]
[144,5,0,0,0,0,0,1,0]
[144,6,0,0,0,0,0,0,0]

{"sheet":"tpm5_we","index":16,"n_rows":1018,"n_cols":9,"rows_kept":1018,"cut":false,"hidden":false,"merged":[]}
[{"$f":"tpm1_wd!A1","v":"Active Occupancy Model"}]
[]
[{"$f":"tpm1_wd!A3","v":"Transition Probability Matrix"}]
[]
["Five resident house"]
["Weekend"]
[]
[]
[]
[{"$f":"tpm1_wd!A10","v":"Ten minute period number"},{"$f":"tpm1_wd!B10","v":"Active occupant count in time period"},{"$f":"tpm1_wd!C10","v":"Probability of transition to zero active occupants in next time period"},{"$f":"tpm1_wd!D10","v":"Probability of transition to one active occupant in next time period"},{"$f":"tpm1_wd!E10","v":"Probability of transition to two active occupants in next time period"},{"$f":"tpm1_wd!F10","v":"Probability of transition to three active occupants in next time period"},{"$f":"tpm1_wd!G10","v":"Probability of transition to four active occupants in next time period"},{"$f":"tpm1_wd!H10","v":"Probability of transition to five active occupants in next time period"},{"$f":"tpm1_wd!I10","v":"Probability of transition to six active occupants in next time period"}]
[1,0,0.97142857142857097,1.4285714285714299E-2,0,1.4285714285714299E-2,0,0,0]
[1,1,0.1875,0.71875,6.25E-2,3.125E-2,0,0,0]
[1,2,7.1428571428571397E-2,0.28571428571428598,0.57142857142857095,7.1428571428571397E-2,0,0,0]
[1,3,0,0.1,0.3,0.6,0,0,0]
[1,4,0,0,0,0,0,0,0]
[1,5,0,0,0,0,0.5,0.5,0]
[1,6,0,0,0,0,0,0,0]
[2,0,0.98666666666666702,1.3333333333333299E-2,0,0,0,0,0]
[2,1,0.13793103448275901,0.82758620689655205,3.4482758620689703E-2,0,0,0,0]
[2,2,0.230769230769231,7.69230769230769E-2,0.61538461538461497,7.69230769230769E-2,0,0,0]
[2,3,0,0.11111111111111099,0.11111111111111099,0.77777777777777801,0,0,0]
[2,4,0,0,0,0,1,0,0]
[2,5,0,0,0,0,0,1,0]
[2,6,0,0,0,0,0,0,0]
[3,0,1,0,0,0,0,0,0]
[3,1,0.148148148148148,0.77777777777777801,7.4074074074074098E-2,0,0,0,0]
[3,2,0.1,0.4,0.5,0,0,0,0]
[3,3,0,0.125,0.125,0.75,0,0,0]
[3,4,0,0,0,0,1,0,0]
[3,5,0,0,0,0,1,0,0]
[3,6,0,0,0,0,0,0,0]
[4,0,0.98837209302325602,0,1.16279069767442E-2,0,0,0,0]
[4,1,0.269230769230769,0.61538461538461497,0.115384615384615,0,0,0,0]
[4,2,0.25,0.25,0.5,0,0,0,0]
[4,3,0,0,0.16666666666666699,0.83333333333333304,0,0,0]
[4,4,0,0,0,0,1,0,0]
[4,5,0,0,0,0,0,0,0]
[4,6,0,0,0,0,0,0,0]
[5,0,0.97872340425531901,2.1276595744680899E-2,0,0,0,0,0]
[5,1,5.5555555555555601E-2,0.94444444444444398,0,0,0,0,0]
[5,2,0.11111111111111099,0.11111111111111099,0.77777777777777801,0,0,0,0]
[5,3,0,0,0,1,0,0,0]
[5,4,0,0,0,0,1,0,0]
[5,5,0,0,0,0,0,0,0]
[5,6,0,0,0,0,0,0,0]
[6,0,0.98936170212765995,1.0638297872340399E-2,0,0,0,0,0]
[6,1,0.2,0.75,0.05,0,0,0,0]
[6,2,0.14285714285714299,0.57142857142857095,0.28571428571428598,0,0,0,0]
[6,3,0,0,0.4,0.6,0,0,0]
[6,4,0,0.5,0,0,0.5,0,0]
[6,5,0,0,0,0,0,0,0]
[6,6,0,0,0,0,0,0,0]
[7,0,0.98979591836734704,1.02040816326531E-2,0,0,0,0,0]
[7,1,0.14285714285714299,0.85714285714285698,0,0,0,0,0]
[7,2,0,0,1,0,0,0,0]
[7,3,0,0,0,1,0,0,0]
[7,4,0,0,0,0,1,0,0]
[7,5,0,0,0,0,0,0,0]
[7,6,0,0,0,0,0,0,0]
[8,0,0.99,0.01,0,0,0,0,0]
[8,1,0.105263157894737,0.89473684210526305,0,0,0,0,0]
[8,2,0,0,1,0,0,0,0]
[8,3,0,0,0.33333333333333298,0.66666666666666696,0,0,0]
[8,4,0,0,0,0,1,0,0]
[8,5,0,0,0,0,0,0,0]
[8,6,0,0,0,0,0,0,0]
[9,0,0.99009900990098998,9.9009900990098994E-3,0,0,0,0,0]
[9,1,0.27777777777777801,0.72222222222222199,0,0,0,0,0]
[9,2,0,0.5,0.5,0,0,0,0]
[9,3,0,0,0.5,0.5,0,0,0]
[9,4,0,0,0,0,1,0,0]
[9,5,0,0,0,0,0,0,0]
[9,6,0,0,0,0,0,0,0]
[10,0,0.99047619047619095,9.5238095238095195E-3,0,0,0,0,0]
[10,1,0.17647058823529399,0.82352941176470595,0,0,0,0,0]
[10,2,0,0,1,0,0,0,0]
[10,3,0,0,0,0,1,0,0]
[10,4,0,0,0,0,1,0,0]
[10,5,0,0,0,0,0,0,0]
[10,6,0,0,0,0,0,0,0]
[11,0,0.96261682242990698,3.7383177570093497E-2,0,0,0,0,0]
[11,1,0.2,0.8,0,0,0,0,0]
[11,2,0,0.25,0.75,0,0,0,0]
[11,3,0,0,0,0,0,0,0]
[11,4,0,0,0,0.5,0.5,0,0]
[11,5,0,0,0,0,0,0,0]
[11,6,0,0,0,0,0,0,0]
[12,0,0.97169811320754695,2.83018867924528E-2,0,0,0,0,0]
[12,1,0.23529411764705899,0.76470588235294101,0,0,0,0,0]
[12,2,0,0,1,0,0,0,0]
[12,3,0,0,0,1,0,0,0]
[12,4,0,0,0,0,1,0,0]
[12,5,0,0,0,0,0,0,0]
[12,6,0,0,0,0,0,0,0]
[13,0,0.98130841121495305,1.86915887850467E-2,0,0,0,0,0]
[13,1,0.125,0.875,0,0,0,0,0]
[13,2,0.33333333333333298,0,0.66666666666666696,0,0,0,0]
[13,3,0,0,1,0,0,0,0]
[13,4,0,0,0,0,1,0,0]
[13,5,0,0,0,0,0,0,0]
[13,6,0,0,0,0,0,0,0]
[14,0,0.99074074074074103,9.2592592592592605E-3,0,0,0,0,0]
[14,1,0.3125,0.6875,0,0,0,0,0]
[14,2,0,0,1,0,0,0,0]
[14,3,0,0,0,0,0,0,0]
[14,4,0,0,0,0,1,0,0]
[14,5,0,0,0,0,0,0,0]
[14,6,0,0,0,0,0,0,0]
[15,0,0.99107142857142905,8.9285714285714298E-3,0,0,0,0,0]
[15,1,0.33333333333333298,0.58333333333333304,8.3333333333333301E-2,0,0,0,0]
[15,2,0,0.33333333333333298,0.66666666666666696,0,0,0,0]
[15,3,0,0,0,0,0,0,0]
[15,4,0,0,0,0,1,0,0]
[15,5,0,0,0,0,0,0,0]
[15,6,0,0,0,0,0,0,0]
[16,0,1,0,0,0,0,0,0]
[16,1,0.22222222222222199,0.77777777777777801,0,0,0,0,0]
[16,2,0,0.33333333333333298,0.66666666666666696,0,0,0,0]
[16,3,0,0,0,0,0,0,0]
[16,4,0,0,0,1,0,0,0]
[16,5,0,0,0,0,0,0,0]
[16,6,0,0,0,0,0,0,0]
[17,0,0.98290598290598297,8.5470085470085496E-3,8.5470085470085496E-3,0,0,0,0]
[17,1,0.125,0.875,0,0,0,0,0]
[17,2,0,0.5,0.5,0,0,0,0]
[17,3,0,0,1,0,0,0,0]
[17,4,0,0,0,0,0,0,0]
[17,5,0,0,0,0,0,0,0]
[17,6,0,0,0,0,0,0,0]
[18,0,0.99137931034482796,8.6206896551724102E-3,0,0,0,0,0]
[18,1,0.33333333333333298,0.66666666666666696,0,0,0,0,0]
[18,2,0.33333333333333298,0.33333333333333298,0.33333333333333298,0,0,0,0]
[18,3,0,0,0,0,0,0,0]
[18,4,0,0,0,0,0,0,0]
[18,5,0,0,0,0,0,0,0]
[18,6,0,0,0,0,0,0,0]
[19,0,1,0,0,0,0,0,0]
[19,1,0,0.875,0.125,0,0,0,0]
[19,2,0,1,0,0,0,0,0]
[19,3,0,0,0,0,0,0,0]
[19,4,0,0,0,0,0,0,0]
[19,5,0,0,0,0,0,0,0]
[19,6,0,0,0,0,0,0,0]
[20,0,1,0,0,0,0,0,0]
[20,1,0.125,0.875,0,0,0,0,0]
[20,2,0,1,0,0,0,0,0]
[20,3,0,0,0,0,0,0,0]
[20,4,0,0,0,0,0,0,0]
[20,5,0,0,0,0,0,0,0]
[20,6,0,0,0,0,0,0,0]
[21,0,0.96666666666666701,3.3333333333333298E-2,0,0,0,0,0]
[21,1,0.125,0.875,0,0,0,0,0]
[21,2,0,0,0,0,0,0,0]
[21,3,0,0,0,0,0,0,0]
[21,4,0,0,0,0,0,0,0]
[21,5,0,0,0,0,0,0,0]
[21,6,0,0,0,0,0,0,0]
[22,0,1,0,0,0,0,0,0]
[22,1,9.0909090909090898E-2,0.90909090909090895,0,0,0,0,0]
[22,2,0,0,0,0,0,0,0]
[22,3,0,0,0,0,0,0,0]
[22,4,0,0,0,0,0,0,0]
[22,5,0,0,0,0,0,0,0]
[22,6,0,0,0,0,0,0,0]
[23,0,0.98305084745762705,1.6949152542372899E-2,0,0,0,0,0]
[23,1,0.2,0.8,0,0,0,0,0]
[23,2,0,0,0,0,0,0,0]
[23,3,0,0,0,0,0,0,0]
[23,4,0,0,0,0,0,0,0]
[23,5,0,0,0,0,0,0,0]
[23,6,0,0,0,0,0,0,0]
[24,0,0.96610169491525399,1.6949152542372899E-2,0,8.4745762711864406E-3,8.4745762711864406E-3,0,0]
[24,1,1,0,0,0,0,0,0]
[24,2,0,0,0,0,0,0,0]
[24,3,0,0,0,0,0,0,0]
[24,4,0,0,0,0,0,0,0]
[24,5,0,0,0,0,0,0,0]
[24,6,0,0,0,0,0,0,0]
[25,0,0.98387096774193605,1.6129032258064498E-2,0,0,0,0,0]
[25,1,0,1,0,0,0,0,0]
[25,2,0,0,0,0,0,0,0]
[25,3,0,0,0,1,0,0,0]
[25,4,0,0,0,0,1,0,0]
[25,5,0,0,0,0,0,0,0]
[25,6,0,0,0,0,0,0,0]
[26,0,0.99180327868852503,8.1967213114754103E-3,0,0,0,0,0]
[26,1,0,1,0,0,0,0,0]
[26,2,0,0,0,0,0,0,0]
[26,3,0,0,1,0,0,0,0]
[26,4,0,0,0,0,1,0,0]
[26,5,0,0,0,0,0,0,0]
[26,6,0,0,0,0,0,0,0]
[27,0,1,0,0,0,0,0,0]
[27,1,0,1,0,0,0,0,0]
[27,2,0,0,1,0,0,0,0]
[27,3,0,0,0,0,0,0,0]
[27,4,0,0,0,0,1,0,0]
[27,5,0,0,0,0,0,0,0]
[27,6,0,0,0,0,0,0,0]
[28,0,1,0,0,0,0,0,0]
[28,1,0,1,0,0,0,0,0]
[28,2,0,0,1,0,0,0,0]
[28,3,0,0,0,0,0,0,0]
[28,4,0,0,0,0,1,0,0]
[28,5,0,0,0,0,0,0,0]
[28,6,0,0,0,0,0,0,0]
[29,0,1,0,0,0,0,0,0]
[29,1,0.4,0.6,0,0,0,0,0]
[29,2,0,1,0,0,0,0,0]
[29,3,0,0,0,0,0,0,0]
[29,4,0,0,0,0,1,0,0]
[29,5,0,0,0,0,0,0,0]
[29,6,0,0,0,0,0,0,0]
[30,0,0.99186991869918695,8.1300813008130107E-3,0,0,0,0,0]
[30,1,0.25,0.75,0,0,0,0,0]
[30,2,0,0,0,0,0,0,0]
[30,3,0,0,0,0,0,0,0]
[30,4,0,0,0,0,1,0,0]
[30,5,0,0,0,0,0,0,0]
[30,6,0,0,0,0,0,0,0]
[31,0,0.97560975609756095,2.4390243902439001E-2,0,0,0,0,0]
[31,1,0.25,0.75,0,0,0,0,0]
[31,2,0,0,0,0,0,0,0]
[31,3,0,0,0,0,0,0,0]
[31,4,0,0,0,1,0,0,0]
[31,5,0,0,0,0,0,0,0]
[31,6,0,0,0,0,0,0,0]
[32,0,1,0,0,0,0,0,0]
[32,1,0.33333333333333298,0.66666666666666696,0,0,0,0,0]
[32,2,0,0,0,0,0,0,0]
[32,3,0,0,0,1,0,0,0]
[32,4,0,0,0,0,0,0,0]
[32,5,0,0,0,0,0,0,0]
[32,6,0,0,0,0,0,0,0]
[33,0,0.97560975609756095,1.6260162601626001E-2,8.1300813008130107E-3,0,0,0,0]
[33,1,0,1,0,0,0,0,0]
[33,2,0,0,0,0,0,0,0]
[33,3,0,0,0,1,0,0,0]
[33,4,0,0,0,0,0,0,0]
[33,5,0,0,0,0,0,0,0]
[33,6,0,0,0,0,0,0,0]
[34,0,1,0,0,0,0,0,0]
[34,1,0.33333333333333298,0.66666666666666696,0,0,0,0,0]
[34,2,0,0,1,0,0,0,0]
[34,3,0,0,0,1,0,0,0]
[34,4,0,0,0,0,0,0,0]
[34,5,0,0,0,0,0,0,0]
[34,6,0,0,0,0,0,0,0]
[35,0,0.99180327868852503,8.1967213114754103E-3,0,0,0,0,0]
[35,1,0.75,0.25,0,0,0,0,0]
[35,2,0,0,1,0,0,0,0]
[35,3,0,0,0,1,0,0,0]
[35,4,0,0,0,0,0,0,0]
[35,5,0,0,0,0,0,0,0]
[35,6,0,0,0,0,0,0,0]
[36,0,0.967741935483871,2.4193548387096801E-2,8.0645161290322596E-3,0,0,0,0]
[36,1,0.5,0.5,0,0,0,0,0]
[36,2,0,0,1,0,0,0,0]
[36,3,0,1,0,0,0,0,0]
[36,4,0,0,0,0,0,0,0]
[36,5,0,0,0,0,0,0,0]
[36,6,0,0,0,0,0,0,0]
[37,0,0.97520661157024802,2.4793388429752101E-2,0,0,0,0,0]
[37,1,0,1,0,0,0,0,0]
[37,2,0,0,1,0,0,0,0]
[37,3,0,0,0,0,0,0,0]
[37,4,0,0,0,0,0,0,0]
[37,5,0,0,0,0,0,0,0]
[37,6,0,0,0,0,0,0,0]
[38,0,0.99152542372881403,8.4745762711864406E-3,0,0,0,0,0]
[38,1,0.125,0.875,0,0,0,0,0]
[38,2,0,0.5,0.5,0,0,0,0]
[38,3,0,0,0,0,0,0,0]
[38,4,0,0,0,0,0,0,0]
[38,5,0,0,0,0,0,0,0]
[38,6,0,0,0,0,0,0,0]
[39,0,0.96610169491525399,3.3898305084745797E-2,0,0,0,0,0]
[39,1,0.33333333333333298,0.44444444444444398,0.22222222222222199,0,0,0,0]
[39,2,0,0,1,0,0,0,0]
[39,3,0,0,0,0,0,0,0]
[39,4,0,0,0,0,0,0,0]
[39,5,0,0,0,0,0,0,0]
[39,6,0,0,0,0,0,0,0]
[40,0,0.94871794871794901,5.1282051282051301E-2,0,0,0,0,0]
[40,1,0,1,0,0,0,0,0]
[40,2,0.33333333333333298,0,0.66666666666666696,0,0,0,0]
[40,3,0,0,0,0,0,0,0]
[40,4,0,0,0,0,0,0,0]
[40,5,0,0,0,0,0,0,0]
[40,6,0,0,0,0,0,0,0]
[41,0,0.91071428571428603,8.9285714285714302E-2,0,0,0,0,0]
[41,1,0.28571428571428598,0.5,0.214285714285714,0,0,0,0]
[41,2,0.5,0,0.5,0,0,0,0]
[41,3,0,0,0,0,0,0,0]
[41,4,0,0,0,0,0,0,0]
[41,5,0,0,0,0,0,0,0]
[41,6,0,0,0,0,0,0,0]
[42,0,0.83177570093457898,0.14018691588785001,2.80373831775701E-2,0,0,0,0]
[42,1,0.17647058823529399,0.58823529411764697,0.17647058823529399,5.8823529411764698E-2,0,0,0]
[42,2,0.25,0.25,0.25,0,0.25,0,0]
[42,3,0,0,0,0,0,0,0]
[42,4,0,0,0,0,0,0,0]
[42,5,0,0,0,0,0,0,0]
[42,6,0,0,0,0,0,0,0]
[43,0,0.967741935483871,3.2258064516128997E-2,0,0,0,0,0]
[43,1,7.69230769230769E-2,0.88461538461538503,3.8461538461538498E-2,0,0,0,0]
[43,2,0,0.14285714285714299,0.71428571428571397,0.14285714285714299,0,0,0]
[43,3,0,0,0,1,0,0,0]
[43,4,0,0,0,0,1,0,0]
[43,5,0,0,0,0,0,0,0]
[43,6,0,0,0,0,0,0,0]
[44,0,0.96739130434782605,3.2608695652173898E-2,0,0,0,0,0]
[44,1,7.4074074074074098E-2,0.85185185185185197,7.4074074074074098E-2,0,0,0,0]
[44,2,0,0.16666666666666699,0.83333333333333304,0,0,0,0]
[44,3,0,0,0,1,0,0,0]
[44,4,0,0,0,0,1,0,0]
[44,5,0,0,0,0,0,0,0]
[44,6,0,0,0,0,0,0,0]
[45,0,0.89010989010988995,8.7912087912087905E-2,1.0989010989011E-2,1.0989010989011E-2,0,0,0]
[45,1,0.148148148148148,0.66666666666666696,0.18518518518518501,0,0,0,0]
[45,2,0.14285714285714299,0.14285714285714299,0.71428571428571397,0,0,0,0]
[45,3,0,0,0.5,0.5,0,0,0]
[45,4,0,0,0,0,0,1,0]
[45,5,0,0,0,0,0,0,0]
[45,6,0,0,0,0,0,0,0]
[46,0,0.90697674418604601,8.1395348837209294E-2,0,1.16279069767442E-2,0,0,0]
[46,1,7.4074074074074098E-2,0.81481481481481499,7.4074074074074098E-2,3.7037037037037E-2,0,0,0]
[46,2,0,0,1,0,0,0,0]
[46,3,0,0,0.5,0.5,0,0,0]
[46,4,0,0,0,0,0,0,0]
[46,5,0,0,0,0,0,1,0]
[46,6,0,0,0,0,0,0,0]
[47,0,0.875,0.1,2.5000000000000001E-2,0,0,0,0]
[47,1,6.8965517241379296E-2,0.72413793103448298,0.20689655172413801,0,0,0,0]
[47,2,6.6666666666666693E-2,0.133333333333333,0.66666666666666696,0.133333333333333,0,0,0]
[47,3,0,0,0.33333333333333298,0.66666666666666696,0,0,0]
[47,4,0,0,0,0,0,0,0]
[47,5,0,0,0,0,0,1,0]
[47,6,0,0,0,0,0,0,0]
[48,0,0.78082191780821897,0.123287671232877,5.4794520547945202E-2,2.7397260273972601E-2,1.3698630136986301E-2,0,0]
[48,1,0.16129032258064499,0.54838709677419395,0.225806451612903,6.4516129032258104E-2,0,0,0]
[48,2,5.2631578947368397E-2,0.105263157894737,0.57894736842105299,0.21052631578947401,5.2631578947368397E-2,0,0]
[48,3,0,0,0,1,0,0,0]
[48,4,0,0,0,0,0,0,0]
[48,5,0,0,0,0,0,1,0]
[48,6,0,0,0,0,0,0,0]
[49,0,0.93650793650793696,6.3492063492063502E-2,0,0,0,0,0]
[49,1,0,0.78571428571428603,0.214285714285714,0,0,0,0]
[49,2,0,4.5454545454545497E-2,0.68181818181818199,0.27272727272727298,0,0,0]
[49,3,0,8.3333333333333301E-2,8.3333333333333301E-2,0.66666666666666696,0.16666666666666699,0,0]
[49,4,0,0,0,0,1,0,0]
[49,5,0,0,0,0,0,1,0]
[49,6,0,0,0,0,0,0,0]
[50,0,0.91525423728813604,6.7796610169491497E-2,1.6949152542372899E-2,0,0,0,0]
[50,1,7.1428571428571397E-2,0.82142857142857095,3.5714285714285698E-2,7.1428571428571397E-2,0,0,0]
[50,2,0,9.0909090909090898E-2,0.77272727272727304,0.13636363636363599,0,0,0]
[50,3,0,7.1428571428571397E-2,0.14285714285714299,0.71428571428571397,0,7.1428571428571397E-2,0]
[50,4,0,0,0,0,1,0,0]
[50,5,0,0,0,0,0,1,0]
[50,6,0,0,0,0,0,0,0]
[51,0,0.82142857142857095,0.14285714285714299,3.5714285714285698E-2,0,0,0,0]
[51,1,0,0.66666666666666696,0.266666666666667,3.3333333333333298E-2,0,3.3333333333333298E-2,0]
[51,2,9.5238095238095205E-2,9.5238095238095205E-2,0.71428571428571397,4.7619047619047603E-2,4.7619047619047603E-2,0,0]
[51,3,0,0,0.133333333333333,0.53333333333333299,0.266666666666667,6.6666666666666693E-2,0]
[51,4,0,0,0,0,0.75,0.25,0]
[51,5,0,0,0,0.5,0,0.5,0]
[51,6,0,0,0,0,0,0,0]
[52,0,0.9375,6.25E-2,0,0,0,0,0]
[52,1,3.3333333333333298E-2,0.76666666666666705,0.16666666666666699,3.3333333333333298E-2,0,0,0]
[52,2,0,3.7037037037037E-2,0.81481481481481499,0.148148148148148,0,0,0]
[52,3,0,9.0909090909090898E-2,9.0909090909090898E-2,0.63636363636363602,0.18181818181818199,0,0]
[52,4,0,0,0,0,0.875,0.125,0]
[52,5,0,0,0,0,0,1,0]
[52,6,0,0,0,0,0,0,0]
[53,0,0.89130434782608703,0.108695652173913,0,0,0,0,0]
[53,1,3.5714285714285698E-2,0.89285714285714302,7.1428571428571397E-2,0,0,0,0]
[53,2,3.5714285714285698E-2,0.107142857142857,0.75,0.107142857142857,0,0,0]
[53,3,0,8.3333333333333301E-2,0,0.75,0.16666666666666699,0,0]
[53,4,0,0,0.11111111111111099,0,0.88888888888888895,0,0]
[53,5,0,0,0,0,0,1,0]
[53,6,0,0,0,0,0,0,0]
[54,0,0.72093023255813904,0.232558139534884,2.32558139534884E-2,2.32558139534884E-2,0,0,0]
[54,1,0.11764705882352899,0.64705882352941202,0.17647058823529399,5.8823529411764698E-2,0,0,0]
[54,2,0,4.1666666666666699E-2,0.66666666666666696,0.25,0,4.1666666666666699E-2,0]
[54,3,0,0,8.3333333333333301E-2,0.58333333333333304,0.16666666666666699,0.16666666666666699,0]
[54,4,0,0,0,0.1,0.9,0,0]
[54,5,0,0,0,0,0.2,0.8,0]
[54,6,0,0,0,0,0,0,0]
[55,0,0.82857142857142896,0.17142857142857101,0,0,0,0,0]
[55,1,0,0.87878787878787901,9.0909090909090898E-2,3.03030303030303E-2,0,0,0]
[55,2,0,4.1666666666666699E-2,0.79166666666666696,8.3333333333333301E-2,8.3333333333333301E-2,0,0]
[55,3,0,5.8823529411764698E-2,5.8823529411764698E-2,0.82352941176470595,5.8823529411764698E-2,0,0]
[55,4,0,0,0,0.5,0.5,0,0]
[55,5,0,0,0,0,0,1,0]
[55,6,0,0,0,0,0,0,0]
[56,0,0.86206896551724099,0.13793103448275901,0,0,0,0,0]
[56,1,0,0.78378378378378399,0.18918918918918901,2.7027027027027001E-2,0,0,0]
[56,2,4.3478260869565202E-2,0,0.78260869565217395,0.13043478260869601,4.3478260869565202E-2,0,0]
[56,3,0,4.3478260869565202E-2,4.3478260869565202E-2,0.73913043478260898,0.13043478260869601,4.3478260869565202E-2,0]
[56,4,0,0,0,0,0.88888888888888895,0.11111111111111099,0]
[56,5,0,0,0,0.14285714285714299,0.14285714285714299,0.71428571428571397,0]
[56,6,0,0,0,0,0,0,0]
[57,0,0.88461538461538503,7.69230769230769E-2,0,3.8461538461538498E-2,0,0,0]
[57,1,5.8823529411764698E-2,0.70588235294117696,0.17647058823529399,2.9411764705882401E-2,2.9411764705882401E-2,0,0]
[57,2,0,3.8461538461538498E-2,0.92307692307692302,0,0,3.8461538461538498E-2,0]
[57,3,4.5454545454545497E-2,9.0909090909090898E-2,4.5454545454545497E-2,0.68181818181818199,9.0909090909090898E-2,4.5454545454545497E-2,0]
[57,4,0,0,0,0,0.84615384615384603,0.15384615384615399,0]
[57,5,0,0,0,0,0.28571428571428598,0.71428571428571397,0]
[57,6,0,0,0,0,0,0,0]
[58,0,0.96153846153846201,3.8461538461538498E-2,0,0,0,0,0]
[58,1,3.4482758620689703E-2,0.89655172413793105,6.8965517241379296E-2,0,0,0,0]
[58,2,0,3.2258064516128997E-2,0.83870967741935498,0.12903225806451599,0,0,0]
[58,3,5.8823529411764698E-2,0,5.8823529411764698E-2,0.88235294117647101,0,0,0]
[58,4,0,0,0,6.25E-2,0.875,6.25E-2,0]
[58,5,0,0,0,0,0.22222222222222199,0.77777777777777801,0]
[58,6,0,0,0,0,0,0,0]
[59,0,0.85185185185185197,0.148148148148148,0,0,0,0,0]
[59,1,0.17857142857142899,0.53571428571428603,0.25,3.5714285714285698E-2,0,0,0]
[59,2,0,0.13793103448275901,0.75862068965517204,3.4482758620689703E-2,3.4482758620689703E-2,3.4482758620689703E-2,0]
[59,3,0,0,0.05,0.85,0.1,0,0]
[59,4,0,0,0,0.1875,0.8125,0,0]
[59,5,0,0,0,0.25,0.125,0.625,0]
[59,6,0,0,0,0,0,0,0]
[60,0,0.60714285714285698,0.28571428571428598,7.1428571428571397E-2,0,3.5714285714285698E-2,0,0]
[60,1,0.13043478260869601,0.47826086956521702,0.30434782608695699,8.6956521739130405E-2,0,0,0]
[60,2,0,3.3333333333333298E-2,0.53333333333333299,0.33333333333333298,0.1,0,0]
[60,3,4.1666666666666699E-2,0,8.3333333333333301E-2,0.66666666666666696,0.16666666666666699,4.1666666666666699E-2,0]
[60,4,0,0,0.11764705882352899,0.52941176470588203,0.29411764705882398,5.8823529411764698E-2,0]
[60,5,0,0,0,0.16666666666666699,0.33333333333333298,0.5,0]
[60,6,0,0,0,0,0,0,0]
[61,0,0.80952380952380998,0.19047619047618999,0,0,0,0,0]
[61,1,0,0.7,0.3,0,0,0,0]
[61,2,0,3.4482758620689703E-2,0.86206896551724099,0.10344827586206901,0,0,0]
[61,3,0,0,0.105263157894737,0.81578947368421095,7.8947368421052599E-2,0,0]
[61,4,0,0,0,0.2,0.73333333333333295,6.6666666666666693E-2,0]
[61,5,0,0,0,0,0,1,0]
[61,6,0,0,0,0,0,0,0]
[62,0,0.88235294117647101,0.11764705882352899,0,0,0,0,0]
[62,1,0,1,0,0,0,0,0]
[62,2,0,2.8571428571428598E-2,0.82857142857142896,0.14285714285714299,0,0,0]
[62,3,0,2.7027027027027001E-2,5.4054054054054099E-2,0.86486486486486502,5.4054054054054099E-2,0,0]
[62,4,0,0,0,0.28571428571428598,0.71428571428571397,0,0]
[62,5,0,0,0,0,0.16666666666666699,0.83333333333333304,0]
[62,6,0,0,0,0,0,0,0]
[63,0,0.86666666666666703,6.6666666666666693E-2,6.6666666666666693E-2,0,0,0,0]
[63,1,0,0.78260869565217395,0.173913043478261,4.3478260869565202E-2,0,0,0]
[63,2,6.4516129032258104E-2,0.12903225806451599,0.74193548387096797,6.4516129032258104E-2,0,0,0]
[63,3,0,2.4390243902439001E-2,0.17073170731707299,0.65853658536585402,0.146341463414634,0,0]
[63,4,0,7.69230769230769E-2,0,7.69230769230769E-2,0.84615384615384603,0,0]
[63,5,0,0,0,0,0.2,0.8,0]
[63,6,0,0,0,0,0,0,0]
[64,0,0.86666666666666703,0.133333333333333,0,0,0,0,0]
[64,1,0.04,0.88,0.08,0,0,0,0]
[64,2,0,0.14285714285714299,0.71428571428571397,0.14285714285714299,0,0,0]
[64,3,0,6.4516129032258104E-2,9.6774193548387094E-2,0.80645161290322598,3.2258064516128997E-2,0,0]
[64,4,5.5555555555555601E-2,0,5.5555555555555601E-2,5.5555555555555601E-2,0.77777777777777801,5.5555555555555601E-2,0]
[64,5,0,0,0,0,0.25,0.75,0]
[64,6,0,0,0,0,0,0,0]
[65,0,1,0,0,0,0,0,0]
[65,1,0,0.74193548387096797,0.225806451612903,3.2258064516128997E-2,0,0,0]
[65,2,0,3.2258064516128997E-2,0.74193548387096797,0.19354838709677399,3.2258064516128997E-2,0,0]
[65,3,0,9.6774193548387094E-2,0.19354838709677399,0.61290322580645196,9.6774193548387094E-2,0,0]
[65,4,0,6.25E-2,0,0,0.9375,0,0]
[65,5,0,0,0,0,0.25,0.75,0]
[65,6,0,0,0,0,0,0,0]
[66,0,0.8,0.2,0,0,0,0,0]
[66,1,0.14285714285714299,0.60714285714285698,0.214285714285714,3.5714285714285698E-2,0,0,0]
[66,2,0,8.3333333333333301E-2,0.77777777777777801,0.11111111111111099,2.7777777777777801E-2,0,0]
[66,3,3.8461538461538498E-2,3.8461538461538498E-2,0.269230769230769,0.53846153846153799,0.115384615384615,0,0]
[66,4,0.05,0,0.05,0.1,0.7,0.1,0]
[66,5,0,0,0,0,0.33333333333333298,0.66666666666666696,0]
[66,6,0,0,0,0,0,0,0]
[67,0,0.94444444444444398,5.5555555555555601E-2,0,0,0,0,0]
[67,1,4.1666666666666699E-2,0.75,0.20833333333333301,0,0,0,0]
[67,2,0,7.1428571428571397E-2,0.80952380952380998,0.119047619047619,0,0,0]
[67,3,0,0,4.7619047619047603E-2,0.85714285714285698,9.5238095238095205E-2,0,0]
[67,4,0,0,0,5.2631578947368397E-2,0.89473684210526305,5.2631578947368397E-2,0]
[67,5,0,0,0,0,0.5,0.5,0]
[67,6,0,0,0,0,0,0,0]
[68,0,1,0,0,0,0,0,0]
[68,1,0,0.86363636363636398,4.5454545454545497E-2,4.5454545454545497E-2,4.5454545454545497E-2,0,0]
[68,2,0,0.125,0.8,7.4999999999999997E-2,0,0,0]
[68,3,0,0,4.1666666666666699E-2,0.875,8.3333333333333301E-2,0,0]
[68,4,0,0,4.7619047619047603E-2,0,0.90476190476190499,4.7619047619047603E-2,0]
[68,5,0,0,0,0,0.33333333333333298,0.66666666666666696,0]
[68,6,0,0,0,0,0,0,0]
[69,0,0.77777777777777801,0.16666666666666699,5.5555555555555601E-2,0,0,0,0]
[69,1,8.3333333333333301E-2,0.70833333333333304,0.20833333333333301,0,0,0,0]
[69,2,0,0.14285714285714299,0.65714285714285703,0.17142857142857101,2.8571428571428598E-2,0,0]
[69,3,0,0.04,0,0.84,0.08,0.04,0]
[69,4,0,4.3478260869565202E-2,8.6956521739130405E-2,4.3478260869565202E-2,0.73913043478260898,8.6956521739130405E-2,0]
[69,5,0,0,0,0,0.33333333333333298,0.66666666666666696,0]
[69,6,0,0,0,0,0,0,0]
[70,0,1,0,0,0,0,0,0]
[70,1,3.7037037037037E-2,0.85185185185185197,0.11111111111111099,0,0,0,0]
[70,2,0,3.2258064516128997E-2,0.70967741935483897,0.19354838709677399,6.4516129032258104E-2,0,0]
[70,3,0,0,0.14285714285714299,0.67857142857142905,0.14285714285714299,3.5714285714285698E-2,0]
[70,4,0,4.7619047619047603E-2,0,9.5238095238095205E-2,0.80952380952380998,4.7619047619047603E-2,0]
[70,5,0,0,0,0,0.2,0.8,0]
[70,6,0,0,0,0,0,0,0]
[71,0,0.76470588235294101,0.17647058823529399,5.8823529411764698E-2,0,0,0,0]
[71,1,0.08,0.84,0.08,0,0,0,0]
[71,2,3.4482758620689703E-2,0.10344827586206901,0.75862068965517204,0.10344827586206901,0,0,0]
[71,3,0,0,7.4074074074074098E-2,0.92592592592592604,0,0,0]
[71,4,0,0,8.3333333333333301E-2,0.16666666666666699,0.70833333333333304,4.1666666666666699E-2,0]
[71,5,0,0,0,0.16666666666666699,0,0.83333333333333304,0]
[71,6,0,0,0,0,0,0,0]
[72,0,0.8125,0.125,0,0,6.25E-2,0,0]
[72,1,3.7037037037037E-2,0.81481481481481499,0.11111111111111099,3.7037037037037E-2,0,0,0]
[72,2,0,0.13793103448275901,0.62068965517241403,0.20689655172413801,3.4482758620689703E-2,0,0]
[72,3,0,3.03030303030303E-2,0.21212121212121199,0.72727272727272696,0,3.03030303030303E-2,0]
[72,4,0,0,0,0.35294117647058798,0.52941176470588203,0.11764705882352899,0]
[72,5,0,0,0,0,0.16666666666666699,0.83333333333333304,0]
[72,6,0,0,0,0,0,0,0]
[73,0,1,0,0,0,0,0,0]
[73,1,3.4482758620689703E-2,0.79310344827586199,0.13793103448275901,3.4482758620689703E-2,0,0,0]
[73,2,0,7.1428571428571397E-2,0.78571428571428603,0.107142857142857,3.5714285714285698E-2,0,0]
[73,3,0,5.4054054054054099E-2,0.135135135135135,0.72972972972973005,8.1081081081081099E-2,0,0]
[73,4,0,0,0,8.3333333333333301E-2,0.83333333333333304,8.3333333333333301E-2,0]
[73,5,0,0,0,0,0.25,0.75,0]
[73,6,0,0,0,0,0,0,0]
[74,0,0.8,0.2,0,0,0,0,0]
[74,1,3.7037037037037E-2,0.81481481481481499,0.148148148148148,0,0,0,0]
[74,2,0,6.4516129032258104E-2,0.77419354838709697,0.12903225806451599,3.2258064516128997E-2,0,0]
[74,3,0,0,0.15625,0.8125,3.125E-2,0,0]
[74,4,0,6.25E-2,0,0.25,0.625,6.25E-2,0]
[74,5,0,0,0,0,0.14285714285714299,0.85714285714285698,0]
[74,6,0,0,0,0,0,0,0]
[75,0,0.92307692307692302,7.69230769230769E-2,0,0,0,0,0]
[75,1,7.1428571428571397E-2,0.89285714285714302,3.5714285714285698E-2,0,0,0,0]
[75,2,0,0.12121212121212099,0.72727272727272696,0.15151515151515199,0,0,0]
[75,3,0,2.9411764705882401E-2,2.9411764705882401E-2,0.79411764705882304,0.14705882352941199,0,0]
[75,4,0,0,7.69230769230769E-2,0,0.76923076923076905,0.15384615384615399,0]
[75,5,0,0,0,0,0,1,0]
[75,6,0,0,0,0,0,0,0]
[76,0,0.92857142857142905,7.1428571428571397E-2,0,0,0,0,0]
[76,1,0.12903225806451599,0.70967741935483897,0.12903225806451599,3.2258064516128997E-2,0,0,0]
[76,2,0,0.22222222222222199,0.74074074074074103,3.7037037037037E-2,0,0,0]
[76,3,0,6.25E-2,3.125E-2,0.8125,6.25E-2,3.125E-2,0]
[76,4,0,0,0,6.6666666666666693E-2,0.86666666666666703,6.6666666666666693E-2,0]
[76,5,0,0,0,0,0.22222222222222199,0.77777777777777801,0]
[76,6,0,0,0,0,0,0,0]
[77,0,0.82352941176470595,5.8823529411764698E-2,5.8823529411764698E-2,5.8823529411764698E-2,0,0,0]
[77,1,0.19354838709677399,0.64516129032258096,0.12903225806451599,0,3.2258064516128997E-2,0,0]
[77,2,0,0.08,0.76,0.16,0,0,0]
[77,3,0,0,0.10344827586206901,0.89655172413793105,0,0,0]
[77,4,5.8823529411764698E-2,0,0,0.11764705882352899,0.70588235294117696,0.11764705882352899,0]
[77,5,0,0,0,0,0.33333333333333298,0.66666666666666696,0]
[77,6,0,0,0,0,0,0,0]
[78,0,0.80952380952380998,0.14285714285714299,0,4.7619047619047603E-2,0,0,0]
[78,1,8.6956521739130405E-2,0.65217391304347805,0.217391304347826,4.3478260869565202E-2,0,0,0]
[78,2,0,7.4074074074074098E-2,0.66666666666666696,0.22222222222222199,3.7037037037037E-2,0,0]
[78,3,3.03030303030303E-2,0,0.15151515151515199,0.51515151515151503,0.27272727272727298,3.03030303030303E-2,0]
[78,4,0,6.25E-2,6.25E-2,0.125,0.625,0.125,0]
[78,5,0,0,0,0,0.25,0.75,0]
[78,6,0,0,0,0,0,0,0]
[79,0,0.9,0.1,0,0,0,0,0]
[79,1,0,0.90476190476190499,4.7619047619047603E-2,4.7619047619047603E-2,0,0,0]
[79,2,0,3.4482758620689703E-2,0.86206896551724099,0.10344827586206901,0,0,0]
[79,3,0,3.7037037037037E-2,0.148148148148148,0.74074074074074103,7.4074074074074098E-2,0,0]
[79,4,0,0,0,9.0909090909090898E-2,0.86363636363636398,4.5454545454545497E-2,0]
[79,5,0,0,0,0,0.11111111111111099,0.88888888888888895,0]
[79,6,0,0,0,0,0,0,0]
[80,0,0.94444444444444398,5.5555555555555601E-2,0,0,0,0,0]
[80,1,0,0.91304347826086996,4.3478260869565202E-2,0,4.3478260869565202E-2,0,0]
[80,2,3.3333333333333298E-2,0.1,0.7,0.16666666666666699,0,0,0]
[80,3,0,0,0.115384615384615,0.73076923076923095,0.15384615384615399,0,0]
[80,4,0,0,0,0.13636363636363599,0.72727272727272696,0.13636363636363599,0]
[80,5,0,0,0,0.11111111111111099,0,0.88888888888888895,0]
[80,6,0,0,0,0,0,0,0]
[81,0,0.83333333333333304,0.16666666666666699,0,0,0,0,0]
[81,1,0.04,0.92,0.04,0,0,0,0]
[81,2,0,0.24,0.72,0.04,0,0,0]
[81,3,0,0,0.14285714285714299,0.75,7.1428571428571397E-2,3.5714285714285698E-2,0]
[81,4,0,0,0,0.19047619047618999,0.71428571428571397,9.5238095238095205E-2,0]
[81,5,0,9.0909090909090898E-2,9.0909090909090898E-2,0,0,0.81818181818181801,0]
[81,6,0,0,0,0,0,0,0]
[82,0,0.9375,6.25E-2,0,0,0,0,0]
[82,1,9.0909090909090898E-2,0.78787878787878796,9.0909090909090898E-2,3.03030303030303E-2,0,0,0]
[82,2,0,0.16666666666666699,0.79166666666666696,4.1666666666666699E-2,0,0,0]
[82,3,0,0,0.15384615384615399,0.80769230769230804,3.8461538461538498E-2,0,0]
[82,4,5.8823529411764698E-2,5.8823529411764698E-2,0,0,0.88235294117647101,0,0]
[82,5,0,0,0,0,0.16666666666666699,0.83333333333333304,0]
[82,6,0,0,0,0,0,0,0]
[83,0,1,0,0,0,0,0,0]
[83,1,6.25E-2,0.90625,3.125E-2,0,0,0,0]
[83,2,0,0,0.88461538461538503,7.69230769230769E-2,3.8461538461538498E-2,0,0]
[83,3,0,0,8.6956521739130405E-2,0.82608695652173902,8.6956521739130405E-2,0,0]
[83,4,0,5.5555555555555601E-2,5.5555555555555601E-2,0.11111111111111099,0.72222222222222199,5.5555555555555601E-2,0]
[83,5,0,0,0,0.1,0,0.9,0]
[83,6,0,0,0,0,0,0,0]
[84,0,0.952380952380952,4.7619047619047603E-2,0,0,0,0,0]
[84,1,0.2,0.7,6.6666666666666693E-2,3.3333333333333298E-2,0,0,0]
[84,2,3.7037037037037E-2,7.4074074074074098E-2,0.74074074074074103,0.148148148148148,0,0,0]
[84,3,4.1666666666666699E-2,0,0.125,0.75,4.1666666666666699E-2,4.1666666666666699E-2,0]
[84,4,0,0,6.25E-2,0.3125,0.625,0,0]
[84,5,0,0,0.1,0.1,0.3,0.5,0]
[84,6,0,0,0,0,0,0,0]
[85,0,0.85714285714285698,7.1428571428571397E-2,0,0,7.1428571428571397E-2,0,0]
[85,1,4.1666666666666699E-2,0.875,8.3333333333333301E-2,0,0,0,0]
[85,2,3.7037037037037E-2,7.4074074074074098E-2,0.81481481481481499,7.4074074074074098E-2,0,0,0]
[85,3,0,3.4482758620689703E-2,0.13793103448275901,0.72413793103448298,0.10344827586206901,0,0]
[85,4,0,0,0.14285714285714299,7.1428571428571397E-2,0.78571428571428603,0,0]
[85,5,0,0,0,0,0.33333333333333298,0.66666666666666696,0]
[85,6,0,0,0,0,0,0,0]
[86,0,1,0,0,0,0,0,0]
[86,1,3.8461538461538498E-2,0.96153846153846201,0,0,0,0,0]
[86,2,0,6.6666666666666693E-2,0.86666666666666703,6.6666666666666693E-2,0,0,0]
[86,3,0,0,8.3333333333333301E-2,0.83333333333333304,8.3333333333333301E-2,0,0]
[86,4,0,0,0,0,0.88888888888888895,0.11111111111111099,0]
[86,5,0,0,0,0,0.25,0.75,0]
[86,6,0,0,0,0,0,0,0]
[87,0,0.92592592592592604,3.7037037037037E-2,3.7037037037037E-2,0,0,0,0]
[87,1,7.4074074074074098E-2,0.85185185185185197,7.4074074074074098E-2,0,0,0,0]
[87,2,0,0.14285714285714299,0.78571428571428603,7.1428571428571397E-2,0,0,0]
[87,3,0,0,0.13636363636363599,0.81818181818181801,4.5454545454545497E-2,0,0]
[87,4,0,0,0.105263157894737,0.31578947368421101,0.57894736842105299,0,0]
[87,5,0,0,0,0,0.4,0.6,0]
[87,6,0,0,0,0,0,0,0]
[88,0,0.92592592592592604,3.7037037037037E-2,3.7037037037037E-2,0,0,0,0]
[88,1,7.1428571428571397E-2,0.92857142857142905,0,0,0,0,0]
[88,2,3.3333333333333298E-2,6.6666666666666693E-2,0.76666666666666705,0.133333333333333,0,0,0]
[88,3,0,3.8461538461538498E-2,0.115384615384615,0.76923076923076905,7.69230769230769E-2,0,0]
[88,4,0,0,0,7.1428571428571397E-2,0.85714285714285698,7.1428571428571397E-2,0]
[88,5,0,0,0,0,0,1,0]
[88,6,0,0,0,0,0,0,0]
[89,0,0.92857142857142905,7.1428571428571397E-2,0,0,0,0,0]
[89,1,6.6666666666666693E-2,0.86666666666666703,3.3333333333333298E-2,3.3333333333333298E-2,0,0,0]
[89,2,0,0.11111111111111099,0.77777777777777801,0.11111111111111099,0,0,0]
[89,3,0,0,0.16,0.72,0.12,0,0]
[89,4,0,0,0,0.214285714285714,0.78571428571428603,0,0]
[89,5,0,0,0,0,0.25,0.75,0]
[89,6,0,0,0,0,0,0,0]
[90,0,0.82142857142857095,7.1428571428571397E-2,7.1428571428571397E-2,3.5714285714285698E-2,0,0,0]
[90,1,6.4516129032258104E-2,0.77419354838709697,6.4516129032258104E-2,3.2258064516128997E-2,6.4516129032258104E-2,0,0]
[90,2,3.8461538461538498E-2,0.15384615384615399,0.61538461538461497,0.19230769230769201,0,0,0]
[90,3,0,0.04,0.08,0.68,0.2,0,0]
[90,4,0,0,0.133333333333333,6.6666666666666693E-2,0.73333333333333295,6.6666666666666693E-2,0]
[90,5,0,0,0,0,0.33333333333333298,0.66666666666666696,0]
[90,6,0,0,0,0,0,0,0]
[91,0,0.88461538461538503,7.69230769230769E-2,3.8461538461538498E-2,0,0,0,0]
[91,1,3.2258064516128997E-2,0.74193548387096797,9.6774193548387094E-2,9.6774193548387094E-2,3.2258064516128997E-2,0,0]
[91,2,0,4.1666666666666699E-2,0.91666666666666696,4.1666666666666699E-2,0,0,0]
[91,3,0,0,0.08,0.84,0.08,0,0]
[91,4,0,0,0,0.157894736842105,0.84210526315789502,0,0]
[91,5,0,0,0,0,0,1,0]
[91,6,0,0,0,0,0,0,0]
[92,0,1,0,0,0,0,0,0]
[92,1,3.8461538461538498E-2,0.88461538461538503,7.69230769230769E-2,0,0,0,0]
[92,2,0,7.1428571428571397E-2,0.82142857142857095,7.1428571428571397E-2,3.5714285714285698E-2,0,0]
[92,3,0,0,0.14285714285714299,0.82142857142857095,3.5714285714285698E-2,0,0]
[92,4,0,0,0,0.21052631578947401,0.73684210526315796,5.2631578947368397E-2,0]
[92,5,0,0,0,0,0.33333333333333298,0.66666666666666696,0]
[92,6,0,0,0,0,0,0,0]
[93,0,0.92,0.04,0.04,0,0,0,0]
[93,1,0,0.88,0.12,0,0,0,0]
[93,2,0,0.10344827586206901,0.82758620689655205,6.8965517241379296E-2,0,0,0]
[93,3,0,0,3.4482758620689703E-2,0.86206896551724099,6.8965517241379296E-2,3.4482758620689703E-2,0]
[93,4,0,0,0,0,1,0,0]
[93,5,0,0,0,0,0.33333333333333298,0.66666666666666696,0]
[93,6,0,0,0,0,0,0,0]
[94,0,0.86956521739130399,8.6956521739130405E-2,4.3478260869565202E-2,0,0,0,0]
[94,1,0,0.88461538461538503,7.69230769230769E-2,3.8461538461538498E-2,0,0,0]
[94,2,0,6.8965517241379296E-2,0.82758620689655205,0.10344827586206901,0,0,0]
[94,3,0,0,7.4074074074074098E-2,0.74074074074074103,0.18518518518518501,0,0]
[94,4,0,0,0,0.1,0.85,0.05,0]
[94,5,0,0,0,0,0,1,0]
[94,6,0,0,0,0,0,0,0]
[95,0,0.85,0.1,0.05,0,0,0,0]
[95,1,7.4074074074074098E-2,0.85185185185185197,7.4074074074074098E-2,0,0,0,0]
[95,2,0,6.8965517241379296E-2,0.82758620689655205,6.8965517241379296E-2,3.4482758620689703E-2,0,0]
[95,3,0,0,3.8461538461538498E-2,0.84615384615384603,0.115384615384615,0,0]
[95,4,0,0,0,0.18181818181818199,0.77272727272727304,4.5454545454545497E-2,0]
[95,5,0,0,0,0,0,1,0]
[95,6,0,0,0,0,0,0,0]
[96,0,0.73684210526315796,0.26315789473684198,0,0,0,0,0]
[96,1,0.148148148148148,0.592592592592593,0.148148148148148,7.4074074074074098E-2,3.7037037037037E-2,0,0]
[96,2,3.5714285714285698E-2,3.5714285714285698E-2,0.64285714285714302,0.25,3.5714285714285698E-2,0,0]
[96,3,0,3.5714285714285698E-2,0.14285714285714299,0.64285714285714302,0.107142857142857,7.1428571428571397E-2,0]
[96,4,0,0,0,9.5238095238095205E-2,0.80952380952380998,9.5238095238095205E-2,0]
[96,5,0,0,0,0,0.2,0.8,0]
[96,6,0,0,0,0,0,0,0]
[97,0,0.84210526315789502,0.157894736842105,0,0,0,0,0]
[97,1,0,0.65217391304347805,0.34782608695652201,0,0,0,0]
[97,2,0,3.8461538461538498E-2,0.88461538461538503,3.8461538461538498E-2,3.8461538461538498E-2,0,0]
[97,3,0,0,0.10344827586206901,0.75862068965517204,0.13793103448275901,0,0]
[97,4,0,0,0,4.3478260869565202E-2,0.91304347826086996,4.3478260869565202E-2,0]
[97,5,0,0,0,0,0.125,0.875,0]
[97,6,0,0,0,0,0,0,0]
[98,0,0.9375,6.25E-2,0,0,0,0,0]
[98,1,5.2631578947368397E-2,0.89473684210526305,5.2631578947368397E-2,0,0,0,0]
[98,2,0,5.8823529411764698E-2,0.82352941176470595,0.11764705882352899,0,0,0]
[98,3,0,0,0,0.95833333333333304,4.1666666666666699E-2,0,0]
[98,4,0,0,0,7.4074074074074098E-2,0.85185185185185197,7.4074074074074098E-2,0]
[98,5,0,0,0,0,0,1,0]
[98,6,0,0,0,0,0,0,0]
[99,0,0.875,6.25E-2,0,0,0,6.25E-2,0]
[99,1,0.1,0.85,0.05,0,0,0,0]
[99,2,0,0,0.79310344827586199,0.13793103448275901,3.4482758620689703E-2,3.4482758620689703E-2,0]
[99,3,0,0,6.8965517241379296E-2,0.86206896551724099,6.8965517241379296E-2,0,0]
[99,4,0,0,0,4.1666666666666699E-2,0.875,8.3333333333333301E-2,0]
[99,5,0,0,0,0,0.1,0.9,0]
[99,6,0,0,0,0,0,0,0]
[100,0,1,0,0,0,0,0,0]
[100,1,0.11111111111111099,0.66666666666666696,0.16666666666666699,5.5555555555555601E-2,0,0,0]
[100,2,0,3.8461538461538498E-2,0.84615384615384603,7.69230769230769E-2,3.8461538461538498E-2,0,0]
[100,3,0,0,6.6666666666666693E-2,0.86666666666666703,6.6666666666666693E-2,0,0]
[100,4,0,0,0.04,0,0.92,0.04,0]
[100,5,0,0,0,7.69230769230769E-2,7.69230769230769E-2,0.84615384615384603,0]
[100,6,0,0,0,0,0,0,0]
[101,0,0.77777777777777801,0.22222222222222199,0,0,0,0,0]
[101,1,0,0.76923076923076905,0.230769230769231,0,0,0,0]
[101,2,0,3.5714285714285698E-2,0.82142857142857095,0.14285714285714299,0,0,0]
[101,3,3.3333333333333298E-2,3.3333333333333298E-2,0,0.83333333333333304,6.6666666666666693E-2,3.3333333333333298E-2,0]
[101,4,0,0,0,3.7037037037037E-2,0.96296296296296302,0,0]
[101,5,0,0,0,0,0.16666666666666699,0.83333333333333304,0]
[101,6,0,0,0,0,0,0,0]
[102,0,0.86666666666666703,0,6.6666666666666693E-2,6.6666666666666693E-2,0,0,0]
[102,1,0,0.75,0.125,6.25E-2,6.25E-2,0,0]
[102,2,0,3.8461538461538498E-2,0.80769230769230804,7.69230769230769E-2,7.69230769230769E-2,0,0]
[102,3,0,3.3333333333333298E-2,0.1,0.66666666666666696,0.2,0,0]
[102,4,0,0,0,0.2,0.7,0.1,0]
[102,5,0,9.0909090909090898E-2,0,0.18181818181818199,0.18181818181818199,0.54545454545454497,0]
[102,6,0,0,0,0,0,0,0]
[103,0,0.92307692307692302,7.69230769230769E-2,0,0,0,0,0]
[103,1,6.6666666666666693E-2,0.86666666666666703,6.6666666666666693E-2,0,0,0,0]
[103,2,0,0.11111111111111099,0.62962962962962998,0.22222222222222199,3.7037037037037E-2,0,0]
[103,3,3.125E-2,0,0.125,0.75,9.375E-2,0,0]
[103,4,0,0,0,0.125,0.8125,6.25E-2,0]
[103,5,0,0,0,0,0,1,0]
[103,6,0,0,0,0,0,0,0]
[104,0,0.92857142857142905,0,0,7.1428571428571397E-2,0,0,0]
[104,1,5.8823529411764698E-2,0.76470588235294101,0.17647058823529399,0,0,0,0]
[104,2,0,0,0.86363636363636398,0.13636363636363599,0,0,0]
[104,3,0,0,2.9411764705882401E-2,0.79411764705882304,0.17647058823529399,0,0]
[104,4,0,3.3333333333333298E-2,0,6.6666666666666693E-2,0.76666666666666705,0.133333333333333,0]
[104,5,0,0,0,0,9.0909090909090898E-2,0.90909090909090895,0]
[104,6,0,0,0,0,0,0,0]
[105,0,0.85714285714285698,0.14285714285714299,0,0,0,0,0]
[105,1,0,0.71428571428571397,0.28571428571428598,0,0,0,0]
[105,2,0,8.6956521739130405E-2,0.73913043478260898,0.173913043478261,0,0,0]
[105,3,0,3.03030303030303E-2,9.0909090909090898E-2,0.72727272727272696,9.0909090909090898E-2,6.0606060606060601E-2,0]
[105,4,0,0,0,0.133333333333333,0.76666666666666705,0.1,0]
[105,5,0,0,0,0,0,1,0]
[105,6,0,0,0,0,0,0,0]
[106,0,0.83333333333333304,0.16666666666666699,0,0,0,0,0]
[106,1,0,1,0,0,0,0,0]
[106,2,0,4.1666666666666699E-2,0.79166666666666696,8.3333333333333301E-2,8.3333333333333301E-2,0,0]
[106,3,0,0,0,0.875,0.125,0,0]
[106,4,0,0,3.8461538461538498E-2,3.8461538461538498E-2,0.76923076923076905,0.15384615384615399,0]
[106,5,0,0,0,0,0.105263157894737,0.89473684210526305,0]
[106,6,0,0,0,0,0,0,0]
[107,0,0.8,0.2,0,0,0,0,0]
[107,1,0,0.77777777777777801,0.16666666666666699,5.5555555555555601E-2,0,0,0]
[107,2,0,0,0.7,0.3,0,0,0]
[107,3,0,3.2258064516128997E-2,3.2258064516128997E-2,0.83870967741935498,9.6774193548387094E-2,0,0]
[107,4,0,0,0,0.14285714285714299,0.85714285714285698,0,0]
[107,5,0,0,0,0,0.19047619047618999,0.80952380952380998,0]
[107,6,0,0,0,0,0,0,0]
[108,0,0.75,0.125,0,0.125,0,0,0]
[108,1,5.8823529411764698E-2,0.64705882352941202,0.23529411764705899,0,5.8823529411764698E-2,0,0]
[108,2,0,0,0.88888888888888895,0.11111111111111099,0,0,0]
[108,3,0,5.4054054054054099E-2,0.135135135135135,0.72972972972973005,5.4054054054054099E-2,2.7027027027027001E-2,0]
[108,4,0,0,6.4516129032258104E-2,0,0.70967741935483897,0.225806451612903,0]
[108,5,0,0,0,0,5.8823529411764698E-2,0.94117647058823495,0]
[108,6,0,0,0,0,0,0,0]
[109,0,1,0,0,0,0,0,0]
[109,1,0,0.71428571428571397,0.14285714285714299,0.14285714285714299,0,0,0]
[109,2,0,0,0.74074074074074103,0.25925925925925902,0,0,0]
[109,3,0,0,6.6666666666666693E-2,0.83333333333333304,0.1,0,0]
[109,4,0,0,0,3.8461538461538498E-2,0.88461538461538503,7.69230769230769E-2,0]
[109,5,0,0,0,0,0.125,0.875,0]
[109,6,0,0,0,0,0,0,0]
[110,0,0.85714285714285698,0.14285714285714299,0,0,0,0,0]
[110,1,0,0.7,0.2,0,0.1,0,0]
[110,2,0,0,0.91666666666666696,8.3333333333333301E-2,0,0,0]
[110,3,0,0,2.8571428571428598E-2,0.85714285714285698,0.114285714285714,0,0]
[110,4,0,0,0,6.8965517241379296E-2,0.79310344827586199,0.13793103448275901,0]
[110,5,0,0,0,0,0.13043478260869601,0.86956521739130399,0]
[110,6,0,0,0,0,0,0,0]
[111,0,0.83333333333333304,0.16666666666666699,0,0,0,0,0]
[111,1,0,1,0,0,0,0,0]
[111,2,0,0.04,0.8,0.16,0,0,0]
[111,3,0,2.9411764705882401E-2,5.8823529411764698E-2,0.85294117647058798,5.8823529411764698E-2,0,0]
[111,4,0,0,3.2258064516128997E-2,6.4516129032258104E-2,0.87096774193548399,3.2258064516128997E-2,0]
[111,5,0,0,0,0,0.20833333333333301,0.79166666666666696,0]
[111,6,0,0,0,0,0,0,0]
[112,0,0.8,0.2,0,0,0,0,0]
[112,1,9.0909090909090898E-2,0.90909090909090895,0,0,0,0,0]
[112,2,0,8.6956521739130405E-2,0.78260869565217395,4.3478260869565202E-2,8.6956521739130405E-2,0,0]
[112,3,0,0,5.7142857142857099E-2,0.85714285714285698,8.5714285714285701E-2,0,0]
[112,4,0,0,0,2.9411764705882401E-2,0.97058823529411797,0,0]
[112,5,0,0,0,0,0.2,0.8,0]
[112,6,0,0,0,0,0,0,0]
[113,0,1,0,0,0,0,0,0]
[113,1,0.15384615384615399,0.76923076923076905,7.69230769230769E-2,0,0,0,0]
[113,2,0,0.1,0.65,0.1,0.1,0.05,0]
[113,3,0,0,0.15625,0.6875,0.125,3.125E-2,0]
[113,4,0,2.3809523809523801E-2,0,9.5238095238095205E-2,0.80952380952380998,7.1428571428571397E-2,0]
[113,5,0,0,0,0,6.25E-2,0.9375,0]
[113,6,0,0,0,0,0,0,0]
[114,0,0.85714285714285698,0,0,0,0.14285714285714299,0,0]
[114,1,0,0.84615384615384603,0,0,0.15384615384615399,0,0]
[114,2,5.2631578947368397E-2,0.105263157894737,0.63157894736842102,0.105263157894737,5.2631578947368397E-2,5.2631578947368397E-2,0]
[114,3,0,3.5714285714285698E-2,0.17857142857142899,0.53571428571428603,0.14285714285714299,0.107142857142857,0]
[114,4,0,4.8780487804878099E-2,4.8780487804878099E-2,9.7560975609756101E-2,0.65853658536585402,0.146341463414634,0]
[114,5,0,0,0,0.05,0.1,0.85,0]
[114,6,0,0,0,0,0,0,0]
[115,0,1,0,0,0,0,0,0]
[115,1,0,0.9375,6.25E-2,0,0,0,0]
[115,2,0,0,0.94736842105263197,5.2631578947368397E-2,0,0,0]
[115,3,0,0,9.0909090909090898E-2,0.72727272727272696,0.18181818181818199,0,0]
[115,4,0,0,0,5.4054054054054099E-2,0.86486486486486502,8.1081081081081099E-2,0]
[115,5,0,0,0,0,0,1,0]
[115,6,0,0,0,0,0,0,0]
[116,0,1,0,0,0,0,0,0]
[116,1,0,0.86666666666666703,0,6.6666666666666693E-2,0,6.6666666666666693E-2,0]
[116,2,0,4.7619047619047603E-2,0.76190476190476197,0.14285714285714299,4.7619047619047603E-2,0,0]
[116,3,0,0,5.2631578947368397E-2,0.89473684210526305,5.2631578947368397E-2,0,0]
[116,4,0,0,0,0.11111111111111099,0.86111111111111105,2.7777777777777801E-2,0]
[116,5,0,0,0,0,6.6666666666666693E-2,0.93333333333333302,0]
[116,6,0,0,0,0,0,0,0]
[117,0,1,0,0,0,0,0,0]
[117,1,0,0.92857142857142905,7.1428571428571397E-2,0,0,0,0]
[117,2,0,0.29411764705882398,0.58823529411764697,5.8823529411764698E-2,5.8823529411764698E-2,0,0]
[117,3,0,0.04,0.12,0.8,0.04,0,0]
[117,4,0,2.8571428571428598E-2,0,5.7142857142857099E-2,0.8,0.114285714285714,0]
[117,5,0,0,0,0,0.133333333333333,0.86666666666666703,0]
[117,6,0,0,0,0,0,0,0]
[118,0,1,0,0,0,0,0,0]
[118,1,0,0.85,0.15,0,0,0,0]
[118,2,0,0,0.85714285714285698,0.14285714285714299,0,0,0]
[118,3,0,0,4.3478260869565202E-2,0.82608695652173902,0.13043478260869601,0,0]
[118,4,0,0,0,0.11764705882352899,0.85294117647058798,2.9411764705882401E-2,0]
[118,5,0,0,0,0,0.16666666666666699,0.83333333333333304,0]
[118,6,0,0,0,0,0,0,0]
[119,0,0.85714285714285698,0,0,0.14285714285714299,0,0,0]
[119,1,5.8823529411764698E-2,0.82352941176470595,5.8823529411764698E-2,0,5.8823529411764698E-2,0,0]
[119,2,0,0.125,0.875,0,0,0,0]
[119,3,0,0,0.04,0.88,0.08,0,0]
[119,4,0,0,0,5.4054054054054099E-2,0.91891891891891897,2.7027027027027001E-2,0]
[119,5,3.8461538461538498E-2,0,0,0,3.8461538461538498E-2,0.92307692307692302,0]
[119,6,0,0,0,0,0,0,0]
[120,0,1,0,0,0,0,0,0]
[120,1,6.25E-2,0.9375,0,0,0,0,0]
[120,2,0,0,1,0,0,0,0]
[120,3,0,0,0.12,0.88,0,0,0]
[120,4,0,0,2.6315789473684199E-2,0.13157894736842099,0.78947368421052599,5.2631578947368397E-2,0]
[120,5,0,0,0,0,0.16,0.84,0]
[120,6,0,0,0,0,0,0,0]
[121,0,0.88888888888888895,0,0,0.11111111111111099,0,0,0]
[121,1,0,0.86666666666666703,0.133333333333333,0,0,0,0]
[121,2,0,0,0.9,0.1,0,0,0]
[121,3,0,0,0.148148148148148,0.77777777777777801,7.4074074074074098E-2,0,0]
[121,4,0,0,0,5.8823529411764698E-2,0.91176470588235303,2.9411764705882401E-2,0]
[121,5,0,0,0,0,0,1,0]
[121,6,0,0,0,0,0,0,0]
[122,0,0.875,0,0.125,0,0,0,0]
[122,1,7.69230769230769E-2,0.76923076923076905,0.15384615384615399,0,0,0,0]
[122,2,0,8.3333333333333301E-2,0.79166666666666696,8.3333333333333301E-2,4.1666666666666699E-2,0,0]
[122,3,0,3.8461538461538498E-2,0,0.88461538461538503,7.69230769230769E-2,0,0]
[122,4,0,0,0,6.0606060606060601E-2,0.87878787878787901,6.0606060606060601E-2,0]
[122,5,0,0,0,0,4.1666666666666699E-2,0.95833333333333304,0]
[122,6,0,0,0,0,0,0,0]
[123,0,1,0,0,0,0,0,0]
[123,1,7.69230769230769E-2,0.84615384615384603,7.69230769230769E-2,0,0,0,0]
[123,2,0,0,0.90909090909090895,4.5454545454545497E-2,4.5454545454545497E-2,0,0]
[123,3,0,0,7.4074074074074098E-2,0.74074074074074103,0.18518518518518501,0,0]
[123,4,0,0,0,9.0909090909090898E-2,0.78787878787878796,0.12121212121212099,0]
[123,5,0,0,0,0,0.04,0.96,0]
[123,6,0,0,0,0,0,0,0]
[124,0,1,0,0,0,0,0,0]
[124,1,0.18181818181818199,0.81818181818181801,0,0,0,0,0]
[124,2,0,4.3478260869565202E-2,0.91304347826086996,4.3478260869565202E-2,0,0,0]
[124,3,0,0,4.1666666666666699E-2,0.95833333333333304,0,0,0]
[124,4,0,0,0,9.0909090909090898E-2,0.84848484848484895,6.0606060606060601E-2,0]
[124,5,0,0,0,0,7.1428571428571397E-2,0.92857142857142905,0]
[124,6,0,0,0,0,0,0,0]
[125,0,0.81818181818181801,0.18181818181818199,0,0,0,0,0]
[125,1,0,0.8,0.2,0,0,0,0]
[125,2,0,4.5454545454545497E-2,0.90909090909090895,4.5454545454545497E-2,0,0,0]
[125,3,0,0,3.7037037037037E-2,0.85185185185185197,0.11111111111111099,0,0]
[125,4,0,0,3.3333333333333298E-2,0.133333333333333,0.83333333333333304,0,0]
[125,5,0,0,0,0,0.14285714285714299,0.85714285714285698,0]
[125,6,0,0,0,0,0,0,0]
[126,0,0.88888888888888895,0.11111111111111099,0,0,0,0,0]
[126,1,0,1,0,0,0,0,0]
[126,2,0,8.3333333333333301E-2,0.79166666666666696,8.3333333333333301E-2,4.1666666666666699E-2,0,0]
[126,3,0,0,0.14285714285714299,0.75,0.107142857142857,0,0]
[126,4,0,0,3.125E-2,0.28125,0.625,6.25E-2,0]
[126,5,0,0,0,0,8.3333333333333301E-2,0.91666666666666696,0]
[126,6,0,0,0,0,0,0,0]
[127,0,1,0,0,0,0,0,0]
[127,1,0,0.78571428571428603,7.1428571428571397E-2,0.14285714285714299,0,0,0]
[127,2,0,8.3333333333333301E-2,0.83333333333333304,8.3333333333333301E-2,0,0,0]
[127,3,0,0,0.125,0.78125,9.375E-2,0,0]
[127,4,0,0,0,0.15384615384615399,0.84615384615384603,0,0]
[127,5,0,0,0,0,8.3333333333333301E-2,0.91666666666666696,0]
[127,6,0,0,0,0,0,0,0]
[128,0,0.875,0.125,0,0,0,0,0]
[128,1,0,0.92307692307692302,0,7.69230769230769E-2,0,0,0]
[128,2,0,0.04,0.92,0.04,0,0,0]
[128,3,0,0,0.12121212121212099,0.69696969696969702,0.18181818181818199,0,0]
[128,4,0,0,0,0.11111111111111099,0.88888888888888895,0,0]
[128,5,0,0,0,0,0.13636363636363599,0.86363636363636398,0]
[128,6,0,0,0,0,0,0,0]
[129,0,0.85714285714285698,0.14285714285714299,0,0,0,0,0]
[129,1,0,0.71428571428571397,0.28571428571428598,0,0,0,0]
[129,2,0,0.18518518518518501,0.74074074074074103,3.7037037037037E-2,3.7037037037037E-2,0,0]
[129,3,0,0,0.14285714285714299,0.71428571428571397,0.14285714285714299,0,0]
[129,4,0,0,0,0.18181818181818199,0.75757575757575801,6.0606060606060601E-2,0]
[129,5,0,0,0,0,0.31578947368421101,0.68421052631578905,0]
[129,6,0,0,0,0,0,0,0]
[130,0,1,0,0,0,0,0,0]
[130,1,0,0.875,6.25E-2,6.25E-2,0,0,0]
[130,2,0,7.1428571428571397E-2,0.89285714285714302,0,0,3.5714285714285698E-2,0]
[130,3,0,0,0.11111111111111099,0.85185185185185197,3.7037037037037E-2,0,0]
[130,4,0,0,2.7777777777777801E-2,0.30555555555555602,0.63888888888888895,2.7777777777777801E-2,0]
[130,5,0,0,0,0,0,1,0]
[130,6,0,0,0,0,0,0,0]
[131,0,1,0,0,0,0,0,0]
[131,1,0.125,0.8125,6.25E-2,0,0,0,0]
[131,2,3.3333333333333298E-2,0.16666666666666699,0.76666666666666705,3.3333333333333298E-2,0,0,0]
[131,3,0,0,0.34285714285714303,0.6,5.7142857142857099E-2,0,0]
[131,4,0,4.1666666666666699E-2,0.125,8.3333333333333301E-2,0.75,0,0]
[131,5,0,0,5.8823529411764698E-2,0.23529411764705899,0,0.70588235294117696,0]
[131,6,0,0,0,0,0,0,0]
[132,0,0.88888888888888895,0.11111111111111099,0,0,0,0,0]
[132,1,0.105263157894737,0.73684210526315796,0.157894736842105,0,0,0,0]
[132,2,7.4999999999999997E-2,0.25,0.65,2.5000000000000001E-2,0,0,0]
[132,3,0,0.17857142857142899,0.25,0.5,7.1428571428571397E-2,0,0]
[132,4,0,0,0.1,0.3,0.55000000000000004,0.05,0]
[132,5,0,0,0,0,0.41666666666666702,0.58333333333333304,0]
[132,6,0,0,0,0,0,0,0]
[133,0,0.84615384615384603,7.69230769230769E-2,7.69230769230769E-2,0,0,0,0]
[133,1,6.6666666666666693E-2,0.9,3.3333333333333298E-2,0,0,0,0]
[133,2,0,0.13157894736842099,0.86842105263157898,0,0,0,0]
[133,3,0,4.7619047619047603E-2,4.7619047619047603E-2,0.90476190476190499,0,0,0]
[133,4,0,0,5.5555555555555601E-2,0.11111111111111099,0.83333333333333304,0,0]
[133,5,0,0,0,0,0,1,0]
[133,6,0,0,0,0,0,0,0]
[134,0,1,0,0,0,0,0,0]
[134,1,0.17647058823529399,0.73529411764705899,5.8823529411764698E-2,2.9411764705882401E-2,0,0,0]
[134,2,0,0.135135135135135,0.83783783783783805,2.7027027027027001E-2,0,0,0]
[134,3,0,0,4.7619047619047603E-2,0.952380952380952,0,0,0]
[134,4,0,0,0,6.6666666666666693E-2,0.93333333333333302,0,0]
[134,5,0,0,0,0.125,0,0.875,0]
[134,6,0,0,0,0,0,0,0]
[135,0,1,0,0,0,0,0,0]
[135,1,0.16666666666666699,0.8,3.3333333333333298E-2,0,0,0,0]
[135,2,0,0.11764705882352899,0.85294117647058798,2.9411764705882401E-2,0,0,0]
[135,3,0,0,8.3333333333333301E-2,0.91666666666666696,0,0,0]
[135,4,0,0,0,0.214285714285714,0.78571428571428603,0,0]
[135,5,0,0,0,0,0,1,0]
[135,6,0,0,0,0,0,0,0]
[136,0,0.95833333333333304,4.1666666666666699E-2,0,0,0,0,0]
[136,1,3.5714285714285698E-2,0.89285714285714302,7.1428571428571397E-2,0,0,0,0]
[136,2,0,6.25E-2,0.9375,0,0,0,0]
[136,3,0,0,0.19230769230769201,0.76923076923076905,3.8461538461538498E-2,0,0]
[136,4,0,0,0,0.27272727272727298,0.72727272727272696,0,0]
[136,5,0,0,0.14285714285714299,0,0.14285714285714299,0.71428571428571397,0]
[136,6,0,0,0,0,0,0,0]
[137,0,0.95833333333333304,0,4.1666666666666699E-2,0,0,0,0]
[137,1,0.14285714285714299,0.78571428571428603,7.1428571428571397E-2,0,0,0,0]
[137,2,0,0.157894736842105,0.84210526315789502,0,0,0,0]
[137,3,0,0,0.34782608695652201,0.65217391304347805,0,0,0]
[137,4,0,0,0,0.3,0.7,0,0]
[137,5,0,0,0,0,0,1,0]
[137,6,0,0,0,0,0,0,0]
[138,0,0.88888888888888895,7.4074074074074098E-2,3.7037037037037E-2,0,0,0,0]
[138,1,0.28571428571428598,0.67857142857142905,3.5714285714285698E-2,0,0,0,0]
[138,2,2.32558139534884E-2,0.32558139534883701,0.581395348837209,6.9767441860465101E-2,0,0,0]
[138,3,5.5555555555555601E-2,5.5555555555555601E-2,0.22222222222222199,0.66666666666666696,0,0,0]
[138,4,0,0,0.28571428571428598,0.28571428571428598,0.42857142857142899,0,0]
[138,5,0,0,0,0,0.4,0.6,0]
[138,6,0,0,0,0,0,0,0]
[139,0,0.97058823529411797,2.9411764705882401E-2,0,0,0,0,0]
[139,1,0.16666666666666699,0.77777777777777801,5.5555555555555601E-2,0,0,0,0]
[139,2,6.0606060606060601E-2,0.12121212121212099,0.75757575757575801,6.0606060606060601E-2,0,0,0]
[139,3,5.8823529411764698E-2,0,0.29411764705882398,0.64705882352941202,0,0,0]
[139,4,0,0,0,0,1,0,0]
[139,5,0,0,0,0,0.33333333333333298,0.66666666666666696,0]
[139,6,0,0,0,0,0,0,0]
[140,0,1,0,0,0,0,0,0]
[140,1,6.0606060606060601E-2,0.81818181818181801,6.0606060606060601E-2,6.0606060606060601E-2,0,0,0]
[140,2,3.125E-2,0.125,0.75,9.375E-2,0,0,0]
[140,3,0,7.69230769230769E-2,0.15384615384615399,0.69230769230769196,7.69230769230769E-2,0,0]
[140,4,0,0,0.33333333333333298,0.16666666666666699,0.5,0,0]
[140,5,0,0,0,0,0,1,0]
[140,6,0,0,0,0,0,0,0]
[141,0,0.97777777777777797,2.2222222222222199E-2,0,0,0,0,0]
[141,1,0.15625,0.78125,6.25E-2,0,0,0,0]
[141,2,0.1,3.3333333333333298E-2,0.8,6.6666666666666693E-2,0,0,0]
[141,3,0,0.133333333333333,0.2,0.66666666666666696,0,0,0]
[141,4,0,0,0.25,0.25,0.5,0,0]
[141,5,0,0,0,0,0,1,0]
[141,6,0,0,0,0,0,0,0]
[142,0,1,0,0,0,0,0,0]
[142,1,6.8965517241379296E-2,0.82758620689655205,6.8965517241379296E-2,0,3.4482758620689703E-2,0,0]
[142,2,0,0.133333333333333,0.86666666666666703,0,0,0,0]
[142,3,0,7.69230769230769E-2,0.230769230769231,0.69230769230769196,0,0,0]
[142,4,0,0,0,0.5,0.5,0,0]
[142,5,0,0,0,0,0,1,0]
[142,6,0,0,0,0,0,0,0]
[143,0,0.94444444444444398,5.5555555555555601E-2,0,0,0,0,0]
[143,1,0.13793103448275901,0.86206896551724099,0,0,0,0,0]
[143,2,0.16129032258064499,0.29032258064516098,0.51612903225806495,3.2258064516128997E-2,0,0,0]
[143,3,0,0,0.1,0.9,0,0,0]
[143,4,0,0,0.5,0.5,0,0,0]
[143,5,0,0,0,0,0,1,0]
[143,6,0,0,0,0,0,0,0]
[144,0,0.98333333333333295,1.6666666666666701E-2,0,0,0,0,0]
[144,1,0.27027027027027001,0.70270270270270296,2.7027027027027001E-2,0,0,0,0]
[144,2,5.5555555555555601E-2,0.27777777777777801,0.55555555555555602,0.11111111111111099,0,0,0]
[144,3,0,0,0.27272727272727298,0.72727272727272696,0,0,0]
[144,4,0,0,0,0,0,0,0]
[144,5,0,0,0,0,0,1,0]
[144,6,0,0,0,0,0,0,0]